## CODICI
2008 price list
| Humidification |  | INSTRUCTIONS :
| valid from June 1st 2008 |  | If needed change the prices in the gray cells
| Code | Description | Price list
1 | DP035D22R0 | Stainless steel steam distributor, inlet Ø=22 mm, l = 350 mm | 68
2 | DP045D22R0 | Stainless steel steam distributor, inlet Ø=22 mm, l = 450 mm | 78
3 | DP060D22R0 | Stainless steel steam distributor, inlet Ø=22 mm, l = 600 mm | 85
4 | DP085D22R0 | Stainless steel steam distributor, inlet Ø=22 mm, l = 850 mm | 105
5 | DP035D30R0 | Stainless steel steam distributor, inlet Ø=30 mm, l = 350 mm | 78
6 | DP045D30R0 | Stainless steel steam distributor, inlet Ø=30 mm, l = 450 mm | 95
7 | DP060D30R0 | Stainless steel steam distributor, inlet Ø=30 mm, l = 600 mm | 105
8 | DP085D30R0 | Stainless steel steam distributor, inlet Ø=30 mm, l = 850 mm | 130
9 | DP105D30R0 | Stainless steel steam distributor, inlet Ø=30 mm, l = 1,050 mm | 140
10 | DP125D30R0 | Stainless steel steam distributor, inlet Ø=30 mm, l = 1,250 mm | 145
11 | DP165D30R0 | Stainless steel steam distributor, inlet Ø=30 mm, l = 1.650 mm | 150
12 | DP085D40R0 | Stainless steel steam distributor, inlet Ø=40 mm, l = 850 mm | 185
13 | DP105D40R0 | Stainless steel steam distributor, inlet Ø=40 mm, l = 1,050 mm | 200
14 | DP125D40R0 | Stainless steel steam distributor, inlet Ø=40 mm, l = 1,250 mm | 210
15 | DP165D40R0 | Stainless steel steam distributor, inlet Ø=40 mm, l = 1,650 mm | 250
16 | DP205D40R0 | Stainless steel steam distributor, inlet Ø=40 mm, l = 2,050 mm | 300
17 | DP030D22RU | Stainless steel steam distributor, inlet Ø=22 mm, l = 300 mm | 68
18 | DP030D30RU | Stainless steel steam distributor, inlet Ø=30 mm, l = 300 mm | 78
19 | DP045D30RU | Stainless steel steam distributor, inlet Ø=30 mm, l = 450 mm | 95
20 | DP060D30RU | Stainless steel steam distributor, inlet Ø=30 mm, l = 600 mm | 105
21 | DP060D40RU | Stainless steel steam distributor, inlet Ø=40 mm, l = 600 mm | 150
22 | SDPOEM0012 | SDP OEM: steam injection nozzle up to 3 kg/h | 30
23 | SDPOEM0022 | SDP OEM: steam injection nozzle from 3 to 15 kg/h | 30
24 | SDPOEM0000 | SDP OEM: customizable steam injection nozzle | 30
25 | UEKY000000 | ‘Y’ connector for steam hoses (from 1x Ø=40 mm to 2x Ø=30 mm) | 120
26 | UEKY40X400 | ‘Y’ connector for steam hoses (from 1x Ø=40 mm to 2x Ø=40 mm) | 125
27 | 1312360AXX | Steam hose with steel spring Ø=22 mm (per metre) | 28
28 | 1312365AXX | Steam hose with steel spring Ø=30 mm (per meter) | 34
29 | 1312367AXX | Steam hose with steel spring Ø=40 mm (per metre) | 52
30 | FWH3415000 | Water fill hose l = 1.5 m with 3/4” fitting | 14
31 | FWH3430000 | Water fill hose l = 3 m with 3/4” fitting | 21
32 | FWHDCV0000 | Water fill hose with dual-check valve (included from UE065 to UE130) | 36
33 | 1312353APG | SFC 006: condensate drain hose Ø=7 mm (per metre) | 5.5
34 | 1312368AXX | condensate drain hose Ø=10 mm (per metre) | 7
35 | DPWC112000 | Active wall mounting sensor: Temperature (-10T60 °C) and humidity (10 to 90% rH) | 93
36 | DPPC112000 | Active sensor for industrial environments: Temperature (-20T70 °C) and humidity (10 to 90% rH) | 155
37 | DPPC212000 | Active sensor for industrial environments: Temperature (-20T70 °C) and humidity (0 to 100% rH) | 242
38 | DPDC112000 | Active sensor for ducts: Temperature (-20T70 °C) and humidity (10 to 90% rH) | 155
39 | DPDC212000 | Active sensor for ducts: Temperature (-20T70 °C) and humidity (0 to 100% rH) | 242
40 | ASET030001 | Temperature probe (-30T90 °C) for universal use | 66.5
41 | UE001YD000 | humiSteam Basic 1,5 kg/h, 230V 1~, ON/OFF or proportional, disposable cylinder | 826
42 | UE001YDC00 | humiSteam Basic 1,5 kg/h, 230V 1~, ON/OFF or proportional, cleanable cylinder | 865
43 | UE001YU000 | humiSteam Basic 1,5 kg/h, 208V 1~, ON/OFF or proportional, disposable cylinder | 826
44 | UE001YUC00 | humiSteam Basic 1,5 kg/h, 208V 1~, ON/OFF or proportional, cleanable cylinder | 865
45 | UE003YD000 | humiSteam Basic 3 kg/h, 230V 1~, ON/OFF or proportional, disposable cylinder | 941
46 | UE003YDC00 | humiSteam Basic 3 kg/h, 230V 1~, ON/OFF or proportional, cleanable cylinder | 976
47 | UE003YK000 | humiSteam Basic 3 kg/h, 230V 3~, ON/OFF or proportional, disposable cylinder | 941
48 | UE003YKC00 | humiSteam Basic 3 kg/h, 230V 3~, ON/OFF or proportional, cleanable cylinder | 969
49 | UE003YL000 | humiSteam Basic 3 kg/h, 400V 3~, ON/OFF or proportional, disposable cylinder | 941
50 | UE003YLC00 | humiSteam Basic 3 kg/h, 400V 3~, ON/OFF or proportional, cleanable cylinder | 969
51 | UE003YM000 | humiSteam Basic 3 kg/h, 460V 3~, ON/OFF or proportional, disposable cylinder | 941
52 | UE003YMC00 | humiSteam Basic 3 kg/h, 460V 3~, ON/OFF or proportional, cleanable cylinder | 969
53 | UE003YU000 | humiSteam Basic 3 kg/h, 208V 1~, ON/OFF or proportional, disposable cylinder | 941
54 | UE003YUC00 | humiSteam Basic 3 kg/h, 208V 1~, ON/OFF or proportional, cleanable cylinder | 976
55 | UE003YW000 | humiSteam Basic 3 kg/h, 208V 3~, ON/OFF or proportional, disposable cylinder | 941
56 | UE003YWC00 | humiSteam Basic 3 kg/h, 208V 3~, ON/OFF or proportional, cleanable cylinder | 969
57 | UE005YD000 | humiSteam Basic 5 kg/h, 230V 1~, ON/OFF or proportional, disposable cylinder | 1040
58 | UE005YDC00 | humiSteam Basic 5 kg/h, 230V 1~, ON/OFF or proportional, cleanable cylinder | 1100
59 | UE005YK000 | humiSteam Basic 5 kg/h, 230V 3~, ON/OFF or proportional, disposable cylinder | 1040
60 | UE005YKC00 | humiSteam Basic 5 kg/h, 230V 3~, ON/OFF or proportional, cleanable cylinder | 1068
61 | UE005YL000 | humiSteam Basic 5 kg/h, 400V 3~, ON/OFF or proportional, disposable cylinder | 1040
62 | UE005YLC00 | humiSteam Basic 5 kg/h, 400V 3~, ON/OFF or proportional, cleanable cylinder | 1068
63 | UE005YM000 | humiSteam Basic 5 kg/h, 460V 3~, ON/OFF or proportional, disposable cylinder | 1040
64 | UE005YMC00 | humiSteam Basic 5 kg/h, 460V 3~, ON/OFF or proportional, cleanable cylinder | 1068
65 | UE005YN000 | humiSteam Basic 5 kg/h, 575V 3~, ON/OFF or proportional, disposable cylinder | 1040
66 | UE005YNC00 | humiSteam Basic 5 kg/h, 575V 3~, ON/OFF or proportional, cleanable cylinder | 1068
67 | UE005YU000 | humiSteam Basic 5 kg/h, 208V 1~, ON/OFF or proportional, disposable cylinder | 1040
68 | UE005YUC00 | humiSteam Basic 5 kg/h, 208V 1~, ON/OFF or proportional, cleanable cylinder | 1100
69 | UE005YW000 | humiSteam Basic 5 kg/h, 208V 3~, ON/OFF or proportional, disposable cylinder | 1040
70 | UE005YWC00 | humiSteam Basic 5 kg/h, 208V 3~, ON/OFF or proportional, cleanable cylinder | 1068
71 | UE008YK000 | humiSteam Basic 8 kg/h, 230V 3~, ON/OFF or proportional, disposable cylinder | 1113
72 | UE008YKC00 | humiSteam Basic 8 kg/h, 230V 3~, ON/OFF or proportional, cleanable cylinder | 1162
73 | UE008YL000 | humiSteam Basic 8 kg/h, 400V 3~, ON/OFF or proportional, disposable cylinder | 1113
74 | UE008YLC00 | humiSteam Basic 8 kg/h, 400V 3~, ON/OFF or proportional, cleanable cylinder | 1162
75 | UE008YM000 | humiSteam Basic 8 kg/h, 460V 3~, ON/OFF or proportional, disposable cylinder | 1113
76 | UE008YMC00 | humiSteam Basic 8 kg/h, 460V 3~, ON/OFF or proportional, cleanable cylinder | 1162
77 | UE008YN000 | humiSteam Basic 8 kg/h, 575V 3~, ON/OFF or proportional, disposable cylinder | 1113
78 | UE008YNC00 | humiSteam Basic 8 kg/h, 575V 3~, ON/OFF or proportional, cleanable cylinder | 1162
79 | UE008YW000 | humiSteam Basic 8 kg/h, 208V 3~, ON/OFF or proportional, disposable cylinder | 1113
80 | UE008YWC00 | humiSteam Basic 8 kg/h, 208V 3~, ON/OFF or proportional, cleanable cylinder | 1162
81 | UE009YD000 | humiSteam Basic 9 kg/h, 230V 1~, ON/OFF or proportional, disposable cylinder | 1167
82 | UE009YDC00 | humiSteam Basic 9 kg/h, 230V 1~, ON/OFF or proportional, cleanable cylinder | 1227
83 | UE009YU000 | humiSteam Basic 9 kg/h, 208V 1~, ON/OFF or proportional, disposable cylinder | 1167
84 | UE009YUC00 | humiSteam Basic 9 kg/h, 208V 1~, ON/OFF or proportional, cleanable cylinder | 1227
85 | UE010YK000 | humiSteam Basic 10 kg/h, 230V 3~, ON/OFF or proportional, disposable cylinder | 1144
86 | UE010YKC00 | humiSteam Basic 10 kg/h, 230V 3~, ON/OFF or proportional, cleanable cylinder | 1222
87 | UE010YL000 | humiSteam Basic 10 kg/h, 400V 3~, ON/OFF or proportional, disposable cylinder | 1144
88 | UE010YLC00 | humiSteam Basic 10 kg/h, 400V 3~, ON/OFF or proportional, cleanable cylinder | 1222
89 | UE010YM000 | humiSteam Basic 10 kg/h, 460V 3~, ON/OFF or proportional, disposable cylinder | 1144
90 | UE010YMC00 | humiSteam Basic 10 kg/h, 460V 3~, ON/OFF or proportional, cleanable cylinder | 1222
91 | UE010YN000 | humiSteam Basic 10 kg/h, 575V 3~, ON/OFF or proportional, disposable cylinder | 1144
92 | UE010YNC00 | humiSteam Basic 10 kg/h, 575V 3~, ON/OFF or proportional, cleanable cylinder | 1222
93 | UE010YW000 | humiSteam Basic 10 kg/h, 208V 3~, ON/OFF or proportional, disposable cylinder | 1144
94 | UE010YWC00 | humiSteam Basic 10 kg/h, 208V 3~, ON/OFF or proportional, cleanable cylinder | 1222
95 | UE015YK000 | humiSteam Basic 15 kg/h, 230V 3~, ON/OFF or proportional, disposable cylinder | 1182
96 | UE015YKC00 | humiSteam Basic 15 kg/h, 230V 3~, ON/OFF or proportional, cleanable cylinder | 1260
97 | UE015YL000 | humiSteam Basic 15 kg/h, 400V 3~, ON/OFF or proportional, disposable cylinder | 1182
98 | UE015YLC00 | humiSteam Basic 15 kg/h, 400V 3~, ON/OFF or proportional, cleanable cylinder | 1260
99 | UE015YM000 | humiSteam Basic 15 kg/h, 460V 3~, ON/OFF or proportional, disposable cylinder | 1182
100 | UE015YMC00 | humiSteam Basic 15 kg/h, 460V 3~, ON/OFF or proportional, cleanable cylinder | 1260
101 | UE015YN000 | humiSteam Basic 15 kg/h, 575V 3~, ON/OFF or proportional, disposable cylinder | 1182
102 | UE015YNC00 | humiSteam Basic 15 kg/h, 575V 3~, ON/OFF or proportional, cleanable cylinder | 1260
103 | UE015YW000 | humiSteam Basic 15 kg/h, 208V 3~, ON/OFF or proportional, disposable cylinder | 1182
104 | UE015YWC00 | humiSteam Basic 15 kg/h, 208V 3~, ON/OFF or proportional, cleanable cylinder | 1260
105 | UE018YL000 | humiSteam Basic 18 kg/h, 400V 3~, ON/OFF or proportional, disposable cylinder | 1216
106 | UE018YLC00 | humiSteam Basic 18 kg/h, 400V 3~, ON/OFF or proportional, cleanable cylinder | 1276
107 | UE018YM000 | humiSteam Basic 18 kg/h, 460V 3~, ON/OFF or proportional, disposable cylinder | 1216
108 | UE018YMC00 | humiSteam Basic 18 kg/h, 460V 3~, ON/OFF or proportional, cleanable cylinder | 1276
109 | UE018YN000 | humiSteam Basic 18 kg/h, 575V 3~, ON/OFF or proportional, disposable cylinder | 1216
110 | UE018YNC00 | humiSteam Basic 18 kg/h, 575V 3~, ON/OFF or proportional, cleanable cylinder | 1276
111 | UE025YK000 | humiSteam Basic 25 kg/h, 230V 3~, ON/OFF or proportional, disposable cylinder | 1580
112 | UE025YKC00 | humiSteam Basic 25 kg/h, 230V 3~, ON/OFF or proportional, cleanable cylinder | 1650
113 | UE025YL000 | humiSteam Basic 25 kg/h, 400V 3~, ON/OFF or proportional, disposable cylinder | 1580
114 | UE025YLC00 | humiSteam Basic 25 kg/h, 400V 3~, ON/OFF or proportional, cleanable cylinder | 1650
115 | UE025YM000 | humiSteam Basic 25 kg/h, 460V 3~, ON/OFF or proportional, disposable cylinder | 1580
116 | UE025YMC00 | humiSteam Basic 25 kg/h, 460V 3~, ON/OFF or proportional, cleanable cylinder | 1650
117 | UE025YN000 | humiSteam Basic 25 kg/h, 575V 3~, ON/OFF or proportional, disposable cylinder | 1580
118 | UE025YNC00 | humiSteam Basic 25 kg/h, 575V 3~, ON/OFF or proportional, cleanable cylinder | 1650
119 | UE025YW000 | humiSteam Basic 25 kg/h, 208V 3~, ON/OFF or proportional, disposable cylinder | 1580
120 | UE025YWC00 | humiSteam Basic 25 kg/h, 208V 3~, ON/OFF or proportional, cleanable cylinder | 1650
121 | UE035YK000 | humiSteam Basic 35 kg/h, 230V 3~, ON/OFF or proportional, disposable cylinder | 1810
122 | UE035YKC00 | humiSteam Basic 35 kg/h, 230V 3~, ON/OFF or proportional, cleanable cylinder | 1872
123 | UE035YL000 | humiSteam Basic 35 kg/h, 400V 3~, ON/OFF or proportional, disposable cylinder | 1810
124 | UE035YLC00 | humiSteam Basic 35 kg/h, 400V 3~, ON/OFF or proportional, cleanable cylinder | 1872
125 | UE035YM000 | humiSteam Basic 35 kg/h, 460V 3~, ON/OFF or proportional, disposable cylinder | 1810
126 | UE035YMC00 | humiSteam Basic 35 kg/h, 460V 3~, ON/OFF or proportional, cleanable cylinder | 1872
127 | UE035YN000 | humiSteam Basic 35 kg/h, 575V 3~, ON/OFF or proportional, disposable cylinder | 1810
128 | UE035YNC00 | humiSteam Basic 35 kg/h, 575V 3~, ON/OFF or proportional, cleanable cylinder | 1872
129 | UE035YW000 | humiSteam Basic 35 kg/h, 208V 3~, ON/OFF or proportional, disposable cylinder | 1810
130 | UE035YWC00 | humiSteam Basic 35 kg/h, 208V 3~, ON/OFF or proportional, cleanable cylinder | 1872
131 | UE045YK000 | humiSteam Basic 45 kg/h, 230V 3~, ON/OFF or proportional, disposable cylinder | 1978
132 | UE045YKC00 | humiSteam Basic 45 kg/h, 230V 3~, ON/OFF or proportional, cleanable cylinder | 2041
133 | UE045YL000 | humiSteam Basic 45 kg/h, 400V 3~, ON/OFF or proportional, disposable cylinder | 1978
134 | UE045YLC00 | humiSteam Basic 45 kg/h, 400V 3~, ON/OFF or proportional, cleanable cylinder | 2041
135 | UE045YM000 | humiSteam Basic 45 kg/h, 460V 3~, ON/OFF or proportional, disposable cylinder | 1978
136 | UE045YMC00 | humiSteam Basic 45 kg/h, 460V 3~, ON/OFF or proportional, cleanable cylinder | 2041
137 | UE045YN000 | humiSteam Basic 45 kg/h, 575V 3~, ON/OFF or proportional, disposable cylinder | 1978
138 | UE045YNC00 | humiSteam Basic 45 kg/h, 575V 3~, ON/OFF or proportional, cleanable cylinder | 2041
139 | UE045YW000 | humiSteam Basic 45 kg/h, 208V 3~, ON/OFF or proportional, disposable cylinder | 1978
140 | UE045YWC00 | humiSteam Basic 45 kg/h, 208V 3~, ON/OFF or proportional, cleanable cylinder | 2041
141 | UE065YL000 | humiSteam Basic 65 kg/h, 400V 3~, ON/OFF or proportional, disposable cylinder | 2387
142 | UE065YLC00 | humiSteam Basic 65 kg/h, 400V 3~, ON/OFF or proportional, cleanable cylinder | 2520
143 | UE065YM000 | humiSteam Basic 65 kg/h, 460V 3~, ON/OFF or proportional, disposable cylinder | 2387
144 | UE065YMC00 | humiSteam Basic 65 kg/h, 460V 3~, ON/OFF or proportional, cleanable cylinder | 2520
145 | UE065YN000 | humiSteam Basic 65 kg/h, 575V 3~, ON/OFF or proportional, disposable cylinder | 2387
146 | UE065YNC00 | humiSteam Basic 65 kg/h, 575V 3~, ON/OFF or proportional, cleanable cylinder | 2520
147 | UE001XD000 | humiSteam X-plus 1,5 kg/h, 230Vac 1~, with regulation, disposable cylinder | 972
148 | UE001XDC00 | humiSteam X-plus 1,5 kg/h, 230Vac 1~, with regulation, cleanable cylinder | 1007
149 | UE001XU000 | humiSteam X-plus 1,5 kg/h, 208Vac 1~, with regulation, disposable cylinder | 972
150 | UE001XUC00 | humiSteam X-plus 1,5 kg/h, 208Vac 1~, with regulation, cleanable cylinder | 1007
151 | UE003XD000 | humiSteam X-plus 3 kg/h, 230Vac 1~, with regulation, disposable cylinder | 1107
152 | UE003XDC00 | humiSteam X-plus 3 kg/h, 230Vac 1~, with regulation, cleanable cylinder | 1142
153 | UE003XK000 | humiSteam X-plus 3 kg/h, 230Vac 3~, with regulation, disposable cylinder | 1107
154 | UE003XKC00 | humiSteam X-plus 3 kg/h, 230Vac 3~, with regulation, cleanable cylinder | 1135
155 | UE003XL000 | humiSteam X-plus 3 kg/h, 400Vac 3~, with regulation, disposable cylinder | 1107
156 | UE003XLC00 | humiSteam X-plus 3 kg/h, 400Vac 3~, with regulation, cleanable cylinder | 1135
157 | UE003XM000 | humiSteam X-plus 3 kg/h, 460Vac 3~, with regulation, disposable cylinder | 1107
158 | UE003XMC00 | humiSteam X-plus 3 kg/h, 460Vac 3~, with regulation, cleanable cylinder | 1135
159 | UE003XU000 | humiSteam X-plus 3 kg/h, 208Vac 1~, with regulation, disposable cylinder | 1107
160 | UE003XUC00 | humiSteam X-plus 3 kg/h, 208Vac 1~, with regulation, cleanable cylinder | 1142
161 | UE003XW000 | humiSteam X-plus 3 kg/h, 208Vac 3~, with regulation, disposable cylinder | 1107
162 | UE003XWC00 | humiSteam X-plus 3 kg/h, 208Vac 3~, with regulation, cleanable cylinder | 1135
163 | UE005XD000 | humiSteam X-plus 5 kg/h, 230Vac 1~, with regulation, disposable cylinder | 1224
164 | UE005XDC00 | humiSteam X-plus 5 kg/h, 230Vac 1~, with regulation, cleanable cylinder | 1284
165 | UE005XK000 | humiSteam X-plus 5 kg/h, 230Vac 3~, with regulation, disposable cylinder | 1224
166 | UE005XKC00 | humiSteam X-plus 5 kg/h, 230Vac 3~, with regulation, cleanable cylinder | 1252
167 | UE005XL000 | humiSteam X-plus 5 kg/h, 400Vac 3~, with regulation, disposable cylinder | 1224
168 | UE005XLC00 | humiSteam X-plus 5 kg/h, 400Vac 3~, with regulation, cleanable cylinder | 1252
169 | UE005XM000 | humiSteam X-plus 5 kg/h, 460Vac 3~, with regulation, disposable cylinder | 1224
170 | UE005XMC00 | humiSteam X-plus 5 kg/h, 460Vac 3~, with regulation, cleanable cylinder | 1252
171 | UE005XN000 | humiSteam X-plus 5 kg/h, 575Vac 3~, with regulation, disposable cylinder | 1224
172 | UE005XNC00 | humiSteam X-plus 5 kg/h, 575Vac 3~, with regulation, cleanable cylinder | 1252
173 | UE005XU000 | humiSteam X-plus 5 kg/h, 208Vac 1~, with regulation, disposable cylinder | 1224
174 | UE005XUC00 | humiSteam X-plus 5 kg/h, 208Vac 1~, with regulation, cleanable cylinder | 1284
175 | UE005XW000 | humiSteam X-plus 5 kg/h, 208Vac 3~, with regulation, disposable cylinder | 1224
176 | UE005XWC00 | humiSteam X-plus 5 kg/h, 208Vac 3~, with regulation, cleanable cylinder | 1252
177 | UE008XK000 | humiSteam X-plus 8 kg/h, 230Vac 3~, with regulation, disposable cylinder | 1310
178 | UE008XKC00 | humiSteam X-plus 8 kg/h, 230Vac 3~, with regulation, cleanable cylinder | 1359
179 | UE008XL000 | humiSteam X-plus 8 kg/h, 400Vac 3~, with regulation, disposable cylinder | 1310
180 | UE008XLC00 | humiSteam X-plus 8 kg/h, 400Vac 3~, with regulation, cleanable cylinder | 1359
181 | UE008XM000 | humiSteam X-plus 8 kg/h, 460Vac 3~, with regulation, disposable cylinder | 1310
182 | UE008XMC00 | humiSteam X-plus 8 kg/h, 460Vac 3~, with regulation, cleanable cylinder | 1359
183 | UE008XN000 | humiSteam X-plus 8 kg/h, 575Vac 3~, with regulation, disposable cylinder | 1310
184 | UE008XNC00 | humiSteam X-plus 8 kg/h, 575Vac 3~, with regulation, cleanable cylinder | 1359
185 | UE008XW000 | humiSteam X-plus 8 kg/h, 208Vac 3~, with regulation, disposable cylinder | 1310
186 | UE008XWC00 | humiSteam X-plus 8 kg/h, 208Vac 3~, with regulation, cleanable cylinder | 1359
187 | UE009XD000 | humiSteam X-plus 9 kg/h, 230Vac 1~, with regulation, disposable cylinder | 1373
188 | UE009XDC00 | humiSteam X-plus 9 kg/h, 230Vac 1~, with regulation, cleanable cylinder | 1433
189 | UE009XU000 | humiSteam X-plus 9 kg/h, 208Vac 1~, with regulation, disposable cylinder | 1373
190 | UE009XUC00 | humiSteam X-plus 9 kg/h, 208Vac 1~, with regulation, cleanable cylinder | 1433
191 | UE010XK000 | humiSteam X-plus 10 kg/h, 230Vac 3~, with regulation, disposable cylinder | 1346
192 | UE010XKC00 | humiSteam X-plus 10 kg/h, 230Vac 3~, with regulation, cleanable cylinder | 1424
193 | UE010XL000 | humiSteam X-plus 10 kg/h, 400Vac 3~, with regulation, disposable cylinder | 1346
194 | UE010XLC00 | humiSteam X-plus 10 kg/h, 400Vac 3~, with regulation, cleanable cylinder | 1424
195 | UE010XM000 | humiSteam X-plus 10 kg/h, 460Vac 3~, with regulation, disposable cylinder | 1346
196 | UE010XMC00 | humiSteam X-plus 10 kg/h, 460Vac 3~, with regulation, cleanable cylinder | 1424
197 | UE010XN000 | humiSteam X-plus 10 kg/h, 575Vac 3~, with regulation, disposable cylinder | 1346
198 | UE010XNC00 | humiSteam X-plus 10 kg/h, 575Vac 3~, with regulation, cleanable cylinder | 1424
199 | UE010XW000 | humiSteam X-plus 10 kg/h, 208Vac 3~, with regulation, disposable cylinder | 1346
200 | UE010XWC00 | humiSteam X-plus 10 kg/h, 208Vac 3~, with regulation, cleanable cylinder | 1424
201 | UE015XK000 | humiSteam X-plus 15 kg/h, 230Vac 3~, with regulation, disposable cylinder | 1391
202 | UE015XKC00 | humiSteam X-plus 15 kg/h, 230Vac 3~, with regulation, cleanable cylinder | 1469
203 | UE015XL000 | humiSteam X-plus 15 kg/h, 400Vac 3~, with regulation, disposable cylinder | 1391
204 | UE015XLC00 | humiSteam X-plus 15 kg/h, 400Vac 3~, with regulation, cleanable cylinder | 1469
205 | UE015XM000 | humiSteam X-plus 15 kg/h, 460Vac 3~, with regulation, disposable cylinder | 1391
206 | UE015XMC00 | humiSteam X-plus 15 kg/h, 460Vac 3~, with regulation, cleanable cylinder | 1469
207 | UE015XN000 | humiSteam X-plus 15 kg/h, 575Vac 3~, with regulation, disposable cylinder | 1391
208 | UE015XNC00 | humiSteam X-plus 15 kg/h, 575Vac 3~, with regulation, cleanable cylinder | 1469
209 | UE015XW000 | humiSteam X-plus 15 kg/h, 208Vac 3~, with regulation, disposable cylinder | 1391
210 | UE015XWC00 | humiSteam X-plus 15 kg/h, 208Vac 3~, with regulation, cleanable cylinder | 1469
211 | UE018XL000 | humiSteam X-plus 18 kg/h, 400Vac 3~, with regulation, disposable cylinder | 1431
212 | UE018XLC00 | humiSteam X-plus 18 kg/h, 400Vac 3~, with regulation, cleanable cylinder | 1491
213 | UE018XM000 | humiSteam X-plus 18 kg/h, 460Vac 3~, with regulation, disposable cylinder | 1431
214 | UE018XMC00 | humiSteam X-plus 18 kg/h, 460Vac 3~, with regulation, cleanable cylinder | 1491
215 | UE018XN000 | humiSteam X-plus 18 kg/h, 575Vac 3~, with regulation, disposable cylinder | 1431
216 | UE018XNC00 | humiSteam X-plus 18 kg/h, 575Vac 3~, with regulation, cleanable cylinder | 1491
217 | UE025XK000 | humiSteam X-plus 25 kg/h, 230Vac 3~, with regulation, disposable cylinder | 1859
218 | UE025XKC00 | humiSteam X-plus 25 kg/h, 230Vac 3~, with regulation, cleanable cylinder | 1921
219 | UE025XL000 | humiSteam X-plus 25 kg/h, 400Vac 3~, with regulation, disposable cylinder | 1859
220 | UE025XLC00 | humiSteam X-plus 25 kg/h, 400Vac 3~, with regulation, cleanable cylinder | 1921
221 | UE025XM000 | humiSteam X-plus 25 kg/h, 460Vac 3~, with regulation, disposable cylinder | 1859
222 | UE025XMC00 | humiSteam X-plus 25 kg/h, 460Vac 3~, with regulation, cleanable cylinder | 1921
223 | UE025XN000 | humiSteam X-plus 25 kg/h, 575Vac 3~, with regulation, disposable cylinder | 1859
224 | UE025XNC00 | humiSteam X-plus 25 kg/h, 575Vac 3~, with regulation, cleanable cylinder | 1921
225 | UE025XW000 | humiSteam X-plus 25 kg/h, 208Vac 3~, with regulation, disposable cylinder | 1859
226 | UE025XWC00 | humiSteam X-plus 25 kg/h, 208Vac 3~, with regulation, cleanable cylinder | 1921
227 | UE035XK000 | humiSteam X-plus 35 kg/h, 230Vac 3~, with regulation, disposable cylinder | 2111
228 | UE035XKC00 | humiSteam X-plus 35 kg/h, 230Vac 3~, with regulation, cleanable cylinder | 2173
229 | UE035XL000 | humiSteam X-plus 35 kg/h, 400Vac 3~, with regulation, disposable cylinder | 2111
230 | UE035XLC00 | humiSteam X-plus 35 kg/h, 400Vac 3~, with regulation, cleanable cylinder | 2173
231 | UE035XM000 | humiSteam X-plus 35 kg/h, 460Vac 3~, with regulation, disposable cylinder | 2111
232 | UE035XMC00 | humiSteam X-plus 35 kg/h, 460Vac 3~, with regulation, cleanable cylinder | 2173
233 | UE035XN000 | humiSteam X-plus 35 kg/h, 575Vac 3~, with regulation, disposable cylinder | 2111
234 | UE035XNC00 | humiSteam X-plus 35 kg/h, 575Vac 3~, with regulation, cleanable cylinder | 2173
235 | UE035XW000 | humiSteam X-plus 35 kg/h, 208Vac 3~, with regulation, disposable cylinder | 2111
236 | UE035XWC00 | humiSteam X-plus 35 kg/h, 208Vac 3~, with regulation, cleanable cylinder | 2173
237 | UE045XK000 | humiSteam X-plus 45 kg/h, 230Vac 3~, with regulation, disposable cylinder | 2322
238 | UE045XKC00 | humiSteam X-plus 45 kg/h, 230Vac 3~, with regulation, cleanable cylinder | 2384
239 | UE045XL000 | humiSteam X-plus 45 kg/h, 400Vac 3~, with regulation, disposable cylinder | 2322
240 | UE045XLC00 | humiSteam X-plus 45 kg/h, 400Vac 3~, with regulation, cleanable cylinder | 2384
241 | UE045XM000 | humiSteam X-plus 45 kg/h, 460Vac 3~, with regulation, disposable cylinder | 2322
242 | UE045XMC00 | humiSteam X-plus 45 kg/h, 460Vac 3~, with regulation, cleanable cylinder | 2384
243 | UE045XN000 | humiSteam X-plus 45 kg/h, 575Vac 3~, with regulation, disposable cylinder | 2322
244 | UE045XNC00 | humiSteam X-plus 45 kg/h, 575Vac 3~, with regulation, cleanable cylinder | 2384
245 | UE045XW000 | humiSteam X-plus 45 kg/h, 208Vac 3~, with regulation, disposable cylinder | 2322
246 | UE045XWC00 | humiSteam X-plus 45 kg/h, 208Vac 3~, with regulation, cleanable cylinder | 2384
247 | UE065XL000 | humiSteam X-plus 65 kg/h, 400Vac 3~, with regulation, disposable cylinder | 2808
248 | UE065XLC00 | humiSteam X-plus 65 kg/h, 400Vac 3~, with regulation, cleanable cylinder | 2941
249 | UE065XM000 | humiSteam X-plus 65 kg/h, 460Vac 3~, with regulation, disposable cylinder | 2808
250 | UE065XMC00 | humiSteam X-plus 65 kg/h, 460Vac 3~, with regulation, cleanable cylinder | 2941
251 | UE065XN000 | humiSteam X-plus 65 kg/h, 575Vac 3~, with regulation, disposable cylinder | 2808
252 | UE065XNC00 | humiSteam X-plus 65 kg/h, 575Vac 3~, with regulation, cleanable cylinder | 2941
253 | UE090XL000 | humiSteam X-plus 90 kg/h, 400Vac 3~, with regulation, disposable cylinder | 3550
254 | UE090XLC00 | humiSteam X-plus 90 kg/h, 400Vac 3~, with regulation, cleanable cylinder | 3713
255 | UE090XM000 | humiSteam X-plus 90 kg/h, 460Vac 3~, with regulation, disposable cylinder | 3550
256 | UE090XMC00 | humiSteam X-plus 90 kg/h, 460Vac 3~, with regulation, cleanable cylinder | 3713
257 | UE090XN000 | humiSteam X-plus 90 kg/h, 575Vac 3~, with regulation, disposable cylinder | 3550
258 | UE090XNC00 | humiSteam X-plus 90 kg/h, 575Vac 3~, with regulation, cleanable cylinder | 3713
259 | UE130XL000 | humiSteam X-plus 130 kg/h, 400Vac 3~, with regulation, disposable cylinder | 3990
260 | UE130XLC00 | humiSteam X-plus 130 kg/h, 400Vac 3~, with regulation, cleanable cylinder | 4232
261 | UE130XM000 | humiSteam X-plus 130 kg/h, 460Vac 3~, with regulation, disposable cylinder | 3990
262 | UE130XMC00 | humiSteam X-plus 130 kg/h, 460Vac 3~, with regulation, cleanable cylinder | 4232
263 | UE130XN000 | humiSteam X-plus 130 kg/h, 575Vac 3~, with regulation, disposable cylinder | 3990
264 | UE130XNC00 | humiSteam X-plus 130 kg/h, 575Vac 3~, with regulation, cleanable cylinder | 4232
265 | UR002CD001 | heaterSteam 2 kg/h , 230Vac 1~, ON/OFF or proportional, basic version | 1136.2
266 | UR002CD101 | heaterSteam 2 kg/h , 230Vac 1~, ON/OFF or proportional, full optional version | 1265.3
267 | UR002CU001 | heaterSteam 2 kg/h , 208Vac 1~, ON/OFF or proportional, basic version | 1136.2
268 | UR002CU101 | heaterSteam 2 kg/h , 208Vac 1~, ON/OFF or proportional, full optional version | 1265.3
269 | UR002HD001 | heaterSteam 2 kg/h , 230Vac 1~, with regulation, basic version | 1471.9
270 | UR002HD101 | heaterSteam 2 kg/h , 230Vac 1~, with regulation, full optional version | 1575.2
271 | UR002HU001 | heaterSteam 2 kg/h , 208Vac 1~, with regulation, basic version | 1471.9
272 | UR002HU101 | heaterSteam 2 kg/h , 208Vac 1~, with regulation, full optional version | 1575.2
273 | UR004CD001 | heaterSteam 4 kg/h , 230Vac 1~, ON/OFF or proportional, basic version | 1239.5
274 | UR004CD101 | heaterSteam 4 kg/h , 230Vac 1~, ON/OFF or proportional, full optional version | 1368.6
275 | UR004CU001 | heaterSteam 4 kg/h , 208Vac 1~, ON/OFF or proportional, basic version | 1239.5
276 | UR004CU101 | heaterSteam 4 kg/h , 208Vac 1~, ON/OFF or proportional, full optional version | 1368.6
277 | UR004HD001 | heaterSteam 4 kg/h , 230Vac 1~, with regulation, basic version | 1575.2
278 | UR004HD101 | heaterSteam 4 kg/h , 230Vac 1~, with regulation, full optional version | 1678.5
279 | UR004HU001 | heaterSteam 4 kg/h , 208Vac 1~, with regulation, basic version | 1575.2
280 | UR004HU101 | heaterSteam 4 kg/h , 208Vac 1~, with regulation, full optional version | 1678.5
281 | UR006CD001 | heaterSteam 6 kg/h , 230Vac 1~, ON/OFF or proportional, basic version | 1601
282 | UR006CD101 | heaterSteam 6 kg/h , 230Vac 1~, ON/OFF or proportional, full optional version | 1807.6
283 | UR006CK001 | heaterSteam 6 kg/h , 230Vac 3~, ON/OFF or proportional, basic version | 1601
284 | UR006CK101 | heaterSteam 6 kg/h , 230Vac 3~, ON/OFF or proportional, full optional version | 1807.6
285 | UR006CL001 | heaterSteam 6 kg/h , 400Vac 3~, ON/OFF or proportional, basic version | 1601
286 | UR006CL101 | heaterSteam 6 kg/h , 400Vac 3~, ON/OFF or proportional, full optional version | 1807.6
287 | UR006CM001 | heaterSteam 6 kg/h , 460Vac 3~, ON/OFF or proportional, basic version | 1601
288 | UR006CM101 | heaterSteam 6 kg/h , 460Vac 3~, ON/OFF or proportional, full optional version | 1807.6
289 | UR006CN001 | heaterSteam 6 kg/h , 575Vac 3~, ON/OFF or proportional, basic version | 1601
290 | UR006CN101 | heaterSteam 6 kg/h , 575Vac 3~, ON/OFF or proportional, full optional version | 1807.6
291 | UR006CU001 | heaterSteam 6 kg/h , 208Vac 1~, ON/OFF or proportional, basic version | 1601
292 | UR006CU101 | heaterSteam 6 kg/h , 208Vac 1~, ON/OFF or proportional, full optional version | 1807.6
293 | UR006CW001 | heaterSteam 6 kg/h , 208Vac 3~, ON/OFF or proportional, basic version | 1601
294 | UR006CW101 | heaterSteam 6 kg/h , 208Vac 3~, ON/OFF or proportional, full optional version | 1807.6
295 | UR006HD001 | heaterSteam 6 kg/h , 230Vac 1~, with regulation, basic version | 2117.5
296 | UR006HD101 | heaterSteam 6 kg/h , 230Vac 1~, with regulation, full optional version | 2324.1
297 | UR006HK001 | heaterSteam 6 kg/h , 230Vac 3~, with regulation, basic version | 2117.5
298 | UR006HK101 | heaterSteam 6 kg/h , 230Vac 3~, with regulation, full optional version | 2324.1
299 | UR006HL001 | heaterSteam 6 kg/h , 400Vac 3~, with regulation, basic version | 2117.5
300 | UR006HL101 | heaterSteam 6 kg/h , 400Vac 3~, with regulation, full optional version | 2324.1
301 | UR006HM001 | heaterSteam 6 kg/h , 460Vac 3~, with regulation, basic version | 2117.5
302 | UR006HM101 | heaterSteam 6 kg/h , 460Vac 3~, with regulation, full optional version | 2324.1
303 | UR006HN001 | heaterSteam 6 kg/h , 575Vac 3~, with regulation, basic version | 2117.5
304 | UR006HN101 | heaterSteam 6 kg/h , 575Vac 3~, with regulation, full optional version | 2324.1
305 | UR006HU001 | heaterSteam 6 kg/h , 208Vac 1~, with regulation, basic version | 2117.5
306 | UR006HU101 | heaterSteam 6 kg/h , 208Vac 1~, with regulation, full optional version | 2324.1
307 | UR006HW001 | heaterSteam 6 kg/h , 208Vac 3~, with regulation, basic version | 2117.5
308 | UR006HW101 | heaterSteam 6 kg/h , 208Vac 3~, with regulation, full optional version | 2324.1
309 | UR010CK001 | heaterSteam 10 kg/h , 230Vac 3~, ON/OFF or proportional, basic version | 1807.6
310 | UR010CK101 | heaterSteam 10 kg/h , 230Vac 3~, ON/OFF or proportional, full optional version | 2014.2
311 | UR010CL001 | heaterSteam 10 kg/h , 400Vac 3~, ON/OFF or proportional, basic version | 1807.6
312 | UR010CL101 | heaterSteam 10 kg/h , 400Vac 3~, ON/OFF or proportional, full optional version | 2014.2
313 | UR010CM001 | heaterSteam 10 kg/h , 460Vac 3~, ON/OFF or proportional, basic version | 1807.6
314 | UR010CM101 | heaterSteam 10 kg/h , 460Vac 3~, ON/OFF or proportional, full optional version | 2014.2
315 | UR010CN001 | heaterSteam 10 kg/h , 575Vac 3~, ON/OFF or proportional, basic version | 1807.6
316 | UR010CN101 | heaterSteam 10 kg/h , 575Vac 3~, ON/OFF or proportional, full optional version | 2014.2
317 | UR010CW001 | heaterSteam 10 kg/h , 208Vac 3~, ON/OFF or proportional, basic version | 1807.6
318 | UR010CW101 | heaterSteam 10 kg/h , 208Vac 3~, ON/OFF or proportional, full optional version | 2014.2
319 | UR010HK001 | heaterSteam 10 kg/h , 230Vac 3~, with regulation, basic version | 2324.1
320 | UR010HK101 | heaterSteam 10 kg/h , 230Vac 3~, with regulation, full optional version | 2530.6
321 | UR010HL001 | heaterSteam 10 kg/h , 400Vac 3~, with regulation, basic version | 2324.1
322 | UR010HL101 | heaterSteam 10 kg/h , 400Vac 3~, with regulation, full optional version | 2530.6
323 | UR010HM001 | heaterSteam 10 kg/h , 460Vac 3~, with regulation, basic version | 2324.1
324 | UR010HM101 | heaterSteam 10 kg/h , 460Vac 3~, with regulation, full optional version | 2530.6
325 | UR010HN001 | heaterSteam 10 kg/h , 575Vac 3~, with regulation, basic version | 2324.1
326 | UR010HN101 | heaterSteam 10 kg/h , 575Vac 3~, with regulation, full optional version | 2530.6
327 | UR010HW001 | heaterSteam 10 kg/h , 208Vac 3~, with regulation, basic version | 2324.1
328 | UR010HW101 | heaterSteam 10 kg/h , 208Vac 3~, with regulation, full optional version | 2530.6
329 | UR020CK00S | heaterSteam 20 kg/h , 230Vac 3~, ON/OFF or proportional, basic version | 2550
330 | UR020CK10S | heaterSteam 20 kg/h , 230Vac 3~, ON/OFF or proportional, full optional version | 2800
331 | UR020CL00S | heaterSteam 20 kg/h , 400Vac 3~, ON/OFF or proportional, basic version | 2550
332 | UR020CL10S | heaterSteam 20 kg/h , 400Vac 3~, ON/OFF or proportional, full optional version | 2800
333 | UR020CM00S | heaterSteam 20 kg/h , 460Vac 3~, ON/OFF or proportional, basic version | 2550
334 | UR020CM10S | heaterSteam 20 kg/h , 460Vac 3~, ON/OFF or proportional, full optional version | 2800
335 | UR020CN00S | heaterSteam 20 kg/h , 575Vac 3~, ON/OFF or proportional, basic version | 2550
336 | UR020CN10S | heaterSteam 20 kg/h , 575Vac 3~, ON/OFF or proportional, full optional version | 2800
337 | UR020CW00S | heaterSteam 20 kg/h , 208Vac 3~, ON/OFF or proportional, basic version | 2550
338 | UR020CW10S | heaterSteam 20 kg/h , 208Vac 3~, ON/OFF or proportional, full optional version | 2800
339 | UR020HK00S | heaterSteam 20 kg/h , 230Vac 3~, with regulation, basic version | 2900
340 | UR020HK10S | heaterSteam 20 kg/h , 230Vac 3~, with regulation, full optional version | 3150
341 | UR020HL00S | heaterSteam 20 kg/h , 400Vac 3~, with regulation, basic version | 2900
342 | UR020HL10S | heaterSteam 20 kg/h , 400Vac 3~, with regulation, full optional version | 3150
343 | UR020HM00S | heaterSteam 20 kg/h , 460Vac 3~, with regulation, basic version | 2900
344 | UR020HM10S | heaterSteam 20 kg/h , 460Vac 3~, with regulation, full optional version | 3150
345 | UR020HN00S | heaterSteam 20 kg/h , 575Vac 3~, with regulation, basic version | 2900
346 | UR020HN10S | heaterSteam 20 kg/h , 575Vac 3~, with regulation, full optional version | 3150
347 | UR020HW00S | heaterSteam 20 kg/h , 208Vac 3~, with regulation, basic version | 2900
348 | UR020HW10S | heaterSteam 20 kg/h , 208Vac 3~, with regulation, full optional version | 3150
349 | UR027CK001 | heaterSteam 27 kg/h , 230Vac 3~, ON/OFF or proportional, basic version | 2650
350 | UR027CK101 | heaterSteam 27 kg/h , 230Vac 3~, ON/OFF or proportional, full optional version | 2900
351 | UR027CL001 | heaterSteam 27 kg/h , 400Vac 3~, ON/OFF or proportional, basic version | 2650
352 | UR027CL101 | heaterSteam 27 kg/h , 400Vac 3~, ON/OFF or proportional, full optional version | 2900
353 | UR027CM001 | heaterSteam 27 kg/h , 460Vac 3~, ON/OFF or proportional, basic version | 2650
354 | UR027CM101 | heaterSteam 27 kg/h , 460Vac 3~, ON/OFF or proportional, full optional version | 2900
355 | UR027CN001 | heaterSteam 27 kg/h , 575Vac 3~, ON/OFF or proportional, basic version | 2650
356 | UR027CN101 | heaterSteam 27 kg/h , 575Vac 3~, ON/OFF or proportional, full optional version | 2900
357 | UR027CW001 | heaterSteam 27 kg/h , 208Vac 3~, ON/OFF or proportional, basic version | 2650
358 | UR027CW101 | heaterSteam 27 kg/h , 208Vac 3~, ON/OFF or proportional, full optional version | 2900
359 | UR027HK001 | heaterSteam 27 kg/h , 230Vac 3~, with regulation, basic version | 3000
360 | UR027HK101 | heaterSteam 27 kg/h , 230Vac 3~, with regulation, full optional version | 3250
361 | UR027HL001 | heaterSteam 27 kg/h , 400Vac 3~, with regulation, basic version | 3000
362 | UR027HL101 | heaterSteam 27 kg/h , 400Vac 3~, with regulation, full optional version | 3250
363 | UR027HM001 | heaterSteam 27 kg/h , 460Vac 3~, with regulation, basic version | 3000
364 | UR027HM101 | heaterSteam 27 kg/h , 460Vac 3~, with regulation, full optional version | 3250
365 | UR027HN001 | heaterSteam 27 kg/h , 575Vac 3~, with regulation, basic version | 3000
366 | UR027HN101 | heaterSteam 27 kg/h , 575Vac 3~, with regulation, full optional version | 3250
367 | UR027HW001 | heaterSteam 27 kg/h , 208Vac 3~, with regulation, basic version | 3000
368 | UR027HW101 | heaterSteam 27 kg/h , 208Vac 3~, with regulation, full optional version | 3250
369 | UR040CK001 | heaterSteam 40 kg/h , 230Vac 3~, ON/OFF or proportional, basic version | 3600
370 | UR040CK101 | heaterSteam 40 kg/h , 230Vac 3~, ON/OFF or proportional, full optional version | 4000
371 | UR040CL001 | heaterSteam 40 kg/h , 400Vac 3~, ON/OFF or proportional, basic version | 3600
372 | UR040CL101 | heaterSteam 40 kg/h , 400Vac 3~, ON/OFF or proportional, full optional version | 4000
373 | UR040CM001 | heaterSteam 40 kg/h , 460Vac 3~, ON/OFF or proportional, basic version | 3600
374 | UR040CM101 | heaterSteam 40 kg/h , 460Vac 3~, ON/OFF or proportional, full optional version | 4000
375 | UR040CN001 | heaterSteam 40 kg/h , 575Vac 3~, ON/OFF or proportional, basic version | 3600
376 | UR040CN101 | heaterSteam 40 kg/h , 575Vac 3~, ON/OFF or proportional, full optional version | 4000
377 | UR040CW001 | heaterSteam 40 kg/h , 208Vac 3~, ON/OFF or proportional, basic version | 3600
378 | UR040CW101 | heaterSteam 40 kg/h , 208Vac 3~, ON/OFF or proportional, full optional version | 4000
379 | UR040HK001 | heaterSteam 40 kg/h , 230Vac 3~, with regulation, basic version | 4200
380 | UR040HK101 | heaterSteam 40 kg/h , 230Vac 3~, with regulation, full optional version | 4600
381 | UR040HL001 | heaterSteam 40 kg/h , 400Vac 3~, with regulation, basic version | 4200
382 | UR040HL101 | heaterSteam 40 kg/h , 400Vac 3~, with regulation, full optional version | 4600
383 | UR040HM001 | heaterSteam 40 kg/h , 460Vac 3~, with regulation, basic version | 4200
384 | UR040HM101 | heaterSteam 40 kg/h , 460Vac 3~, with regulation, full optional version | 4600
385 | UR040HN001 | heaterSteam 40 kg/h , 575Vac 3~, with regulation, basic version | 4200
386 | UR040HN101 | heaterSteam 40 kg/h , 575Vac 3~, with regulation, full optional version | 4600
387 | UR040HW001 | heaterSteam 40 kg/h , 208Vac 3~, with regulation, basic version | 4200
388 | UR040HW101 | heaterSteam 40 kg/h , 208Vac 3~, with regulation, full optional version | 4600
389 | UR060CK001 | heaterSteam 60 kg/h , 230Vac 3~, ON/OFF or proportional, basic version | 4100
390 | UR060CK101 | heaterSteam 60 kg/h , 230Vac 3~, ON/OFF or proportional, full optional version | 4600
391 | UR060CL001 | heaterSteam 60 kg/h , 400Vac 3~, ON/OFF or proportional, basic version | 4100
392 | UR060CL101 | heaterSteam 60 kg/h , 400Vac 3~, ON/OFF or proportional, full optional version | 4600
393 | UR060CM001 | heaterSteam 60 kg/h , 460Vac 3~, ON/OFF or proportional, basic version | 4100
394 | UR060CM101 | heaterSteam 60 kg/h , 460Vac 3~, ON/OFF or proportional, full optional version | 4600
395 | UR060CN001 | heaterSteam 60 kg/h , 575Vac 3~, ON/OFF or proportional, basic version | 4100
396 | UR060CN101 | heaterSteam 60 kg/h , 575Vac 3~, ON/OFF or proportional, full optional version | 4600
397 | UR060CW001 | heaterSteam 60 kg/h , 208Vac 3~, ON/OFF or proportional, basic version | 4100
398 | UR060CW101 | heaterSteam 60 kg/h , 208Vac 3~, ON/OFF or proportional, full optional version | 4600
399 | UR060HK001 | heaterSteam 60 kg/h , 230Vac 3~, with regulation, basic version | 5000
400 | UR060HK101 | heaterSteam 60 kg/h , 230Vac 3~, with regulation, full optional version | 5500
401 | UR060HL001 | heaterSteam 60 kg/h , 400Vac 3~, with regulation, basic version | 5000
402 | UR060HL101 | heaterSteam 60 kg/h , 400Vac 3~, with regulation, full optional version | 5500
403 | UR060HM001 | heaterSteam 60 kg/h , 460Vac 3~, with regulation, basic version | 5000
404 | UR060HM101 | heaterSteam 60 kg/h , 460Vac 3~, with regulation, full optional version | 5500
405 | UR060HN001 | heaterSteam 60 kg/h , 575Vac 3~, with regulation, basic version | 5000
406 | UR060HN101 | heaterSteam 60 kg/h , 575Vac 3~, with regulation, full optional version | 5500
407 | UR060HW001 | heaterSteam 60 kg/h , 208Vac 3~, with regulation, basic version | 5000
408 | UR060HW101 | heaterSteam 60 kg/h , 208Vac 3~, with regulation, full optional version | 5500
409 | UG045HD001 | Gas-fired humidifier 45 kg/h - 230 Vac 1~ | 9500
410 | UG090HD001 | Gas-fired humidifier 90 kg/h - 230 Vac 1~ | 12500
411 | UG180HD001 | Gas-fired humidifier 180 kg/h - 230 Vac 1~ | 18000

## LINGUA
| If needed change the language in the gray cells DO NOT MODIFY IN ANY WAY THE FIRST THREE COLUMNS A, B AND C | ENGLISH | ITALIANO | ENGLISH | FRANCAIS | DEUTSCH | ESPAGNOL
| AZIONE AUTOMATICA | SENTENCE TO INSERT | FRASI DA INSERIRE | SENTENCE TO INSERT |  |  |  | Unità di misura e limiti
| INSTRUCTIONS: insert input data in gery cells. Results appear in pink cells. | INSTRUCTIONS: insert input data in gery cells. Results appear in pink cells. | ISTRUZIONI: inserire i dati nelle caselle grigie. I dati elaborati compaiono nelle caselle color rosa. | INSTRUCTIONS: insert input data in gery cells. Results appear in pink cells. | INSTRUCTION: insérer les données dans les cellules grisées. Les résultats apparaissent dans les cellules roses. | Anleitung: Die Eingabe der Daten erfolgt in die grauen Zellen. Die berechneten Ergebnisse werden in den pinke Zellen ausgegeben. | INSTRUCTIONS: insert input data in gery cells. Results appear in pink cells. | mm | mm
| Altitude a.s.l. | Altitude a.s.l. | Altitudine s.l.m. | Altitude a.s.l. | Altitude a.s.l | Höhe ü.d.M. | Altitude a.s.l. | g/kg | g/kg
| Altitude error | Altitude error | Errore altitudine | Altitude error | Erreur altitude | Fehler Höheneingabe | Altitude error | m/sec | m/sec
| Air before the humidifier | Air before the humidifier | Aria in entrata (immediatamente prima dell'umidificatore) | Air before the humidifier | Air avant humidification | Luft vor dem Befeuchter | Air before the humidifier | °C | °C
| Air after the humidifier | Air after the humidifier | Aria in uscita | Air after the humidifier | Air après humidification | Luft nach dem Befeuchter | Air after the humidifier | m^3/h | m^3/h
| m | m | m | m | m | m | m | kg/h | kg/h
| Relative humidity | Relative humidity | Umidità relativa | Relative humidity | Hygrométrie relative | relative Feuchte | Relative humidity | bar | bar
| Temperature | Temperature | Temperatura | Temperature | Température | Temperatur | Temperature | Hz | Hz
| Specific humidity | Specific humidity | Umidità specifica | Specific humidity | Hygrométrie spécifique | absolute Feuchte | Specific humidity | RPM | PRM
| Difference x2-x1 | Difference x2-x1 | Delta x2-x1 | Difference x2-x1 | Différence x2-x1 | Differenz x2-x1 | Difference x2-x1 | rH | rH
| The following diagram shows the isothermal transformation in red. Blue lines represent curves at a fixed relative humidity, while cyan ones are constant-enthalpy curves. | The following diagram shows the isothermal transformation in red. Blue lines represent curves at a fixed relative humidity, while cyan ones are constant-enthalpy curves. | Nel diagramma successivo è rappresentata in rosso la trasformazione isotermica scelta. In azzurro sono rappresentate le curve isoentalpiche mentre in blu sono riportate quelle ad umidità relativa costante. | The following diagram shows the isothermal transformation in red. Blue lines represent curves at a fixed relative humidity, while cyan ones are constant-enthalpy curves. | Le schéma suivant présente les transformations adiabatiques en rouge. Les lignes bleues représentent les courbes à humidité relative constante, les lignes cyans, les courbes à enthalpie constante. | Das folgende Diagramm wird die Enthalpie-Veränderung durch die adiabate Befeuchtung in roter Farbe dargstellt. Die blauen Linien zeigen die relative Luftfeuchte an und Cyan gibt die konstante Enthalpien an. | The following diagram shows the isothermal transformation in red. Blue lines represent curves at a fixed relative humidity, while cyan ones are constant-enthalpy curves.
| Duct | Duct | Condotta | Duct | Gaine | Kanal | Duct
| Internal width C1 | Internal width C1 | Larghezza interna C1 | Internal width C1 | Largeur interne C1 | Innere Kanalbreite C1 | Internal width C1
| Internal height C2 | Internal height C2 | Altezza interna C2 | Internal height C2 | Hauteur interne C2 | Innere Kanalhöhe C2 | Internal height C2
| Air flow V | Air flow V | Portata oraria V | Air flow V | Débit d'air V | Luftvolumenstrom V | Air flow V
| Air flow GA | Air flow GA | Portata oraria GA | Air flow GA | Débit d'air GA | Muftmassenstrom m | Air flow GA
| Air speed | Air speed | Velocità dell'aria | Air speed | Vitesse d'air | Luftgeschwindigkeit | Air speed
| Total water flow Gw | Total water flow Gw | Acqua totale Gw | Total water flow Gw | Débit total d'eau Gw | Gesamt-Wassermenge | Total water flow Gw
| Internal width too small | Internal width too small | Larghezza della condotta insufficiente! | Internal width too small | Largeur interne trop courte | Innere Kanalbreite C1 zu klein | Internal width too small
| Internal height too small | Internal height too small | Altezza della condotta insufficiente! | Internal height too small | Hauteur interne trop courte | Innere Kanalhöhe C2 zu klein | Internal height too small
| Error | Error | Errore | Error | Erreur | Fehler | Error
| Active probe for ducts | Active probe for ducts | Sonde attive per condotta | Active probe for ducts | Sonde active pour gaine | aktiver Kanalfühler | Active probe for ducts
| Quantity | Quantity | Quantità | Quantity | Quantité | Anzahl | Quantity
| Code | Code | Codice | Code | Code | Code | Code
| Description | Description | Descrizione | Description | Description | Beschreibung | Description
| List price | List price | Prezzo di listino | List price | Prix liste | Listenpreis | List price
| TOTAL | TOTAL | TOTALE | TOTAL | TOTAL | GESAMT | TOTAL
| Do you want it? (Yes or No)? | Do you want it? (Yes or No)? | Lo si vuole (Si o No)? | Do you want it? (Yes or No)? | Voulez-vous? (Oui ou Non)? | Gewünscht? (Ja oder Nein) | Do you want it? (Yes or No)?
1 | Yes/No? | Yes/No? | Si/No? | Yes/No? | Oui/Non? | (Ja/Nein) | Yes/No?
| Total list price | Total list price | Totale prezzo di listino | Total list price | Total prix liste | Gesamt Listenpreis | Total list price
| Yes | Yes | Si | Yes | Oui? | Ja | Yes
| No | No | No | No | Non | Nein | No
| Discount | Discount | Sconto | Discount | Remise | Rabatt | Discount
| Temperature probe (0-50 °C) and humidity (10-90% rH) | Temperature probe (0-50 °C) and humidity (10-90% rH) | Sonda di temperatura (0..50 °C) e di umidità (10..90% rH) | Temperature probe (0-50 °C) and humidity (10-90% rH) | Sonde de température (0-50°C) et humidité (10-90% rH) | Temperatur- (0-50°C) und Feuchtefühler (10-90% r.F.) | Temperature probe (0-50 °C) and humidity (10-90% rH)
| Temperature probe (-10-70 °C) and humidity (0-100% rH) | Temperature probe (-10-70 °C) and humidity (0-100% rH) | Sonda di temperatura (-10..70 °C) e di umidità (0..100% rH) | Temperature probe (-10-70 °C) and humidity (0-100% rH) | Sonde de température (-10-70°C) et humidité (0-100% rH) | Temperatur- (-10-50°C) und Feuchtefühler (0-100% r.F.) | Temperature probe (-10-70 °C) and humidity (0-100% rH)
| Humidity probe 10-90% rH | Humidity probe 10-90% rH | Sonda d'umidità 10..90% rH | Humidity probe 10-90% rH | Sonde d'hygrométrie 10-90% rH | Feuchtefühler (10-90% r.F.) | Humidity probe 10-90% rH
| Humidity probe 0-100% rH | Humidity probe 0-100% rH | Sonda d'umidità 0..100% rH | Humidity probe 0-100% rH | Sonde d'hygrométrie 0-100% rH | Feuchtefühler (0-100% r.F.) | Humidity probe 0-100% rH
| Position | Position | Posizione | Position | Position | Position | Position
| Code | Code | Articolo | Code | Code | Code | Code
| Price | Price | Prezzo | Price | Prix | Preis | Price
| Humidifier | Humidifier | Umidificatore | Humidifier | Humidificateur | Befeuchter | Humidifier
| Steam distributor | Steam distributor | Distributore di vapore | Steam distributor | Rampe de distributeur de vapeur | Dampfverteiler | Steam distributor
| Steam hose | Steam hose | Tubo trasporto vapore | Steam hose | Flexible vapeur | Dampfschlauch | Steam hose
| Drain hose | Drain hose | Tubo scarico condensa | Drain hose | Flexible condensas | Ablaufschlauch | Drain hose
| Possible solutions | Possible solutions | Soluzioni possibili | Possible solutions | Solution possible | Vorschlag | Possible solutions
| Humidifier code | Humidifier code | Codice umidificatore | Humidifier code | Code humidificateur | Bezeichnung Befeuchter | Humidifier code
| Choice of the humidifier | Choice of the humidifier | Scelta dell'umidificatore | Choice of the humidifier | Choix d'humidificateur | Befeuchterauswahl | Choice of the humidifier
| Y connection for steam hose | Y connection for steam hose | Raccordo a Y per tubi vapore | Y connection for steam hose | Raccord Y pour flexible vapeur | Y-Verteiler für Dampfschlauch | Y connection for steam hose
| Max number of humidifiers | Max number of humidifiers | N massimo di umidificatori | Max number of humidifiers | Nombre max de humidificateurs | Max Anzahl der Luftbefeuchter | Max number of humidifiers
| STEP 1 | STEP 1 | STEP 1 | STEP 1 | STEP 1 | Schritt 1 | STEP 1
| STEP 2 | STEP 2 | STEP 2 | STEP 2 | STEP 2 | Schritt 2 | STEP 2
| STEP 3 | STEP 3 | STEP 3 | STEP 3 | STEP 3 | Schritt 3 | STEP 3
| Go to the "Selection" sheet | Go to the "Selection" sheet | Vai al foglio "Selection" | Go to the "Selection" sheet | Aller à la feuille de "Sélection" | Gehe zum "Selection"-Blatt | Go to the "Selection" sheet
| No. of distributors in the duct | No. of distributors in the duct | N. di distributori in condotta | No. of distributors in the duct | Nbr de rampe dans la gaine | Nummer des Verteilers im Kanal | No. of distributors in the duct
| Humidifier capacity (kg/h) | Humidifier capacity (kg/h) | Capacità dell'umidificatore (kg/h) | Humidifier capacity (kg/h) | Capacité de l'humidificateur (kg/h) | Befeuchtungsleistung (kg/h) | Humidifier capacity (kg/h)
| Max kg/h per distributor | Max kg/h per distributor | Portata max del distributore (kg/h) | Max kg/h per distributor | Débit max par rampe (kg/h) | Maximale Leistung pro Verteiler | Max kg/h per distributor
| Distributor length (mm) | Distributor length (mm) | Lunghezza del distributore (mm) | Distributor length (mm) | Longueur de la rampe (mm) | Länge des Verteilers (mm) | Distributor length (mm)
| Humidification distance (m) | Humidification distance (m) | Distanza di umidificazione (m) | Humidification distance (m) | Distance d'absorption (mm) | Befeuchtungsstrecke (m) | Humidification distance (m)
| The humidification distance is calculated using the work of Gundacker | The humidification distance is calculated using the work of Gundacker | La distanza di umidificazione è calcolata usando il lavoro di Gundacker | The humidification distance is calculated using the work of Gundacker | La distance d'absorption est calculée en utilisant le travail de Gundaker | Die Befeuchtungsstrecke wurde nach Gundacker berechnet. | The humidification distance is calculated using the work of Gundacker
| distributor lenght is bigger than duct width | distributor lenght is bigger than duct width | distributor lenght is bigger than duct width | distributor lenght is bigger than duct width | La longueur de la rampe est plus grande que la largeur de la gaine | Die Dampflanze ist länger als die Kanalbreite! | distributor lenght is bigger than duct width
| humidification load is bigger than maximum steam distributor capacity | humidification load is bigger than maximum steam distributor capacity | humidification load is bigger than maximum steam distributor capacity | humidification load is bigger than maximum steam distributor capacity | Le débit de vapeur de l'humidificateur est plus grand que la capacité maximum des rampes | Die Befeuchtungsleistung ist zu groß um sie mit der längsten Dampflanze in die Luft einzubringen. | humidification load is bigger than maximum steam distributor capacity
| Tensione non disponibile per il modello di umidificatore scelto | Voltage not available for the model chosen | Tensione non disponibile per il modello di umidificatore scelto | Voltage not available for the model chosen | Tension non disponible pour le modèle choisi | Spannung nicht verfügbar für das gewählte Modell | Voltage not available for the model chosen
| Optional non corretto per il modello di umidificatore scelto | Option not correct for the model chosen | Optional non corretto per il modello di umidificatore scelto | Option not correct for the model chosen | Option pas correct pour le modèle choisi | Option nicht richtig für das Modell gewählt | Option not correct for the model chosen
| Cilindro standard (solo per humiSteam) | Disposable cylinder (humiSteam only) | Cilindro standard (solo per humiSteam) | Disposable cylinder (humiSteam only) | Cylindre non ouvrant (UE seulement) | Einweg-Dampfzylinder (nur UE) | Disposable cylinder (humiSteam only)
| Cilindro apribile (solo per humiSteam) | Cleanable cylinder (humiSteam only) | Cilindro apribile (solo per humiSteam) | Cleanable cylinder (humiSteam only) | Cylindre ouvrant (UE seulement) | Reinigungsfähig-Dampfzylinder (nur UE) | Cleanable cylinder (humiSteam only)
| Base (solo per heaterSteam) | Basic (heaterSteam only) | Base (solo per heaterSteam) | Basic (heaterSteam only) | version de base (UR seulment) | Grundversion (nur heaterSteam) | Basic (heaterSteam only)
| Full optional (solo per heaterSteam) | Full optional (heaterSteam only) | Full optional (solo per heaterSteam) | Full optional (heaterSteam only) | version toutes options (UR seulment) | Vollversion (nur heaterSteam) | Full optional (heaterSteam only)
| Nessun optional (gaSteam) | No optional (gaSteam) | Nessun optional (gaSteam) | No optional (gaSteam) | No facultatif (gaSteam seulment) | No optional (gaSteam) | No optional (gaSteam)
| Scelta della tensione | Voltage specification | Scelta della tensione | Voltage specification | Tension spécification | Spannung Spezifikation | Voltage specification
| Scelta delle caratteristiche opzionali | Options specification | Scelta delle caratteristiche opzionali | Options specification | Options spécification | Optionen Spezifikation | Options specification
| Codice | English description | Descrizione italiana | English description | Description en français | Deutsche Version | English description
| DP035D22R0 | Stainless steel steam distributor, inlet Ø=22 mm, l = 350 mm | Distributore di vapore inox, ingresso Ø=22 mm, L = 350 mm | Stainless steel steam distributor, inlet Ø=22 mm, l = 350 mm | Rampe distribution de vapeur Inox, int. Ø=22 mm, l = 350 mm | Edelstahl-Dampflanze, Anschluss Dampfschlauch Ø=22 mm, l = 350 mm | Stainless steel steam distributor, inlet Ø=22 mm, l = 350 mm
| DP045D22R0 | Stainless steel steam distributor, inlet Ø=22 mm, l = 450 mm | Distributore di vapore inox, ingresso Ø=22 mm, L = 450 mm | Stainless steel steam distributor, inlet Ø=22 mm, l = 450 mm | Rampe distribution de vapeur Inox, int. Ø=22 mm, l = 450 mm | Edelstahl-Dampflanze, Anschluss Dampfschlauch Ø=22 mm, l = 450 mm | Stainless steel steam distributor, inlet Ø=22 mm, l = 450 mm
| DP060D22R0 | Stainless steel steam distributor, inlet Ø=22 mm, l = 600 mm | Distributore di vapore inox, ingresso Ø=22 mm, L = 600 mm | Stainless steel steam distributor, inlet Ø=22 mm, l = 600 mm | Rampe distribution de vapeur Inox, int. Ø=22 mm, l = 600 mm | Edelstahl-Dampflanze, Anschluss Dampfschlauch Ø=22 mm, l = 600 mm | Stainless steel steam distributor, inlet Ø=22 mm, l = 600 mm
| DP085D22R0 | Stainless steel steam distributor, inlet Ø=22 mm, l = 850 mm | Distributore di vapore inox, ingresso Ø=22 mm, L = 850 mm | Stainless steel steam distributor, inlet Ø=22 mm, l = 850 mm | Rampe distribution de vapeur Inox, int. Ø=22 mm, l = 850 mm | Edelstahl-Dampflanze, Anschluss Dampfschlauch Ø=22 mm, l = 850 mm | Stainless steel steam distributor, inlet Ø=22 mm, l = 850 mm
| DP035D30R0 | Stainless steel steam distributor, inlet Ø=30 mm, l = 350 mm | Distributore di vapore inox, ingresso Ø=30 mm, L = 350 mm | Stainless steel steam distributor, inlet Ø=30 mm, l = 350 mm | Rampe distribution de vapeur Inox, int. Ø=30 mm, l = 350 mm | Edelstahl-Dampflanze, Anschluss Dampfschlauch Ø=30 mm, l = 350 mm | Stainless steel steam distributor, inlet Ø=30 mm, l = 350 mm
| DP045D30R0 | Stainless steel steam distributor, inlet Ø=30 mm, l = 450 mm | Distributore di vapore inox, ingresso Ø=30 mm, L = 450 mm | Stainless steel steam distributor, inlet Ø=30 mm, l = 450 mm | Rampe distribution de vapeur Inox, int. Ø=30 mm, l = 450 mm | Edelstahl-Dampflanze, Anschluss Dampfschlauch Ø=30 mm, l = 450 mm | Stainless steel steam distributor, inlet Ø=30 mm, l = 450 mm
| DP060D30R0 | Stainless steel steam distributor, inlet Ø=30 mm, l = 600 mm | Distributore di vapore inox, ingresso Ø=30 mm, L = 600 mm | Stainless steel steam distributor, inlet Ø=30 mm, l = 600 mm | Rampe distribution de vapeur Inox, int. Ø=30 mm, l = 600 mm | Edelstahl-Dampflanze, Anschluss Dampfschlauch Ø=30 mm, l = 600 mm | Stainless steel steam distributor, inlet Ø=30 mm, l = 600 mm
| DP085D30R0 | Stainless steel steam distributor, inlet Ø=30 mm, l = 850 mm | Distributore di vapore inox, ingresso Ø=30 mm, L = 850 mm | Stainless steel steam distributor, inlet Ø=30 mm, l = 850 mm | Rampe distribution de vapeur Inox, int. Ø=30 mm, l = 850 mm | Edelstahl-Dampflanze, Anschluss Dampfschlauch Ø=30 mm, l = 850 mm | Stainless steel steam distributor, inlet Ø=30 mm, l = 850 mm
| DP105D30R0 | Stainless steel steam distributor, inlet Ø=30 mm, l = 1,050 mm | Distributore di vapore inox, ingresso Ø=30 mm, L = 1.050 mm | Stainless steel steam distributor, inlet Ø=30 mm, l = 1,050 mm | Rampe distribution de vapeur Inox, int. Ø=30 mm, l = 1,050 mm | Edelstahl-Dampflanze, Anschluss Dampfschlauch Ø=30 mm, l = 1,050 mm | Stainless steel steam distributor, inlet Ø=30 mm, l = 1,050 mm
| DP125D30R0 | Stainless steel steam distributor, inlet Ø=30 mm, l = 1,250 mm | Distributore di vapore inox, ingresso Ø=30 mm, L = 1.250 mm | Stainless steel steam distributor, inlet Ø=30 mm, l = 1,250 mm | Rampe distribution de vapeur Inox, int. Ø=30 mm, l = 1,250 mm | Edelstahl-Dampflanze, Anschluss Dampfschlauch Ø=30 mm, l = 1,250 mm | Stainless steel steam distributor, inlet Ø=30 mm, l = 1,250 mm
| DP165D30R0 | Stainless steel steam distributor, inlet Ø=30 mm, l = 1.650 mm | Distributore di vapore inox, ingresso Ø=30 mm, L = 1.650 mm | Stainless steel steam distributor, inlet Ø=30 mm, l = 1.650 mm | Rampe distribution de vapeur Inox, int. Ø=30 mm, l = 1.650 mm | Edelstahl-Dampflanze, Anschluss Dampfschlauch Ø=30 mm, l = 1.650 mm | Stainless steel steam distributor, inlet Ø=30 mm, l = 1.650 mm
| DP085D40R0 | Stainless steel steam distributor, inlet Ø=40 mm, l = 850 mm | Distributore di vapore inox, ingresso Ø=40 mm, L = 850 mm | Stainless steel steam distributor, inlet Ø=40 mm, l = 850 mm | Rampe distribution de vapeur Inox, int. Ø=40 mm, l = 850 mm | Edelstahl-Dampflanze, Anschluss Dampfschlauch Ø=40 mm, l = 850 mm | Stainless steel steam distributor, inlet Ø=40 mm, l = 850 mm
| DP105D40R0 | Stainless steel steam distributor, inlet Ø=40 mm, l = 1,050 mm | Distributore di vapore inox, ingresso Ø=40 mm, L = 1.050 mm | Stainless steel steam distributor, inlet Ø=40 mm, l = 1,050 mm | Rampe distribution de vapeur Inox, int. Ø=40 mm, l = 1,050 mm | Edelstahl-Dampflanze, Anschluss Dampfschlauch Ø=40 mm, l = 1,050 mm | Stainless steel steam distributor, inlet Ø=40 mm, l = 1,050 mm
| DP125D40R0 | Stainless steel steam distributor, inlet Ø=40 mm, l = 1,250 mm | Distributore di vapore inox, ingresso Ø=40 mm, L = 1.250 mm | Stainless steel steam distributor, inlet Ø=40 mm, l = 1,250 mm | Rampe distribution de vapeur Inox, int. Ø=40 mm, l = 1,250 mm | Edelstahl-Dampflanze, Anschluss Dampfschlauch Ø=40 mm, l = 1,250 mm | Stainless steel steam distributor, inlet Ø=40 mm, l = 1,250 mm
| DP165D40R0 | Stainless steel steam distributor, inlet Ø=40 mm, l = 1,650 mm | Distributore di vapore inox, ingresso Ø=40 mm, L = 1.650 mm | Stainless steel steam distributor, inlet Ø=40 mm, l = 1,650 mm | Rampe distribution de vapeur Inox, int. Ø=40 mm, l = 1,650 mm | Edelstahl-Dampflanze, Anschluss Dampfschlauch Ø=40 mm, l = 1,650 mm | Stainless steel steam distributor, inlet Ø=40 mm, l = 1,650 mm
| DP205D40R0 | Stainless steel steam distributor, inlet Ø=40 mm, l = 2,050 mm | Distributore di vapore inox, ingresso Ø=40 mm, L = 2.050 mm | Stainless steel steam distributor, inlet Ø=40 mm, l = 2,050 mm | Rampe distribution de vapeur Inox, int. Ø=40 mm, l = 2,050 mm | Edelstahl-Dampflanze, Anschluss Dampfschlauch Ø=40 mm, l = 2,050 mm | Stainless steel steam distributor, inlet Ø=40 mm, l = 2,050 mm
| DP030D22RU | Stainless steel steam distributor, inlet Ø=22 mm, l = 300 mm | Distributore di vapore inox, ingresso Ø=22 mm, L = 300 mm | Stainless steel steam distributor, inlet Ø=22 mm, l = 300 mm | Rampe distribution de vapeur Inox, int. Ø=22 mm, l = 300 mm | Edelstahl-Dampflanze, Anschluss Dampfschlauch Ø=22 mm, l = 300 mm | Stainless steel steam distributor, inlet Ø=22 mm, l = 300 mm
| DP030D30RU | Stainless steel steam distributor, inlet Ø=30 mm, l = 300 mm | Distributore di vapore inox, ingresso Ø=30 mm, L = 300 mm | Stainless steel steam distributor, inlet Ø=30 mm, l = 300 mm | Rampe distribution de vapeur Inox, int. Ø=30 mm, l = 300 mm | Edelstahl-Dampflanze, Anschluss Dampfschlauch Ø=30 mm, l = 300 mm | Stainless steel steam distributor, inlet Ø=30 mm, l = 300 mm
| DP045D30RU | Stainless steel steam distributor, inlet Ø=30 mm, l = 450 mm | Distributore di vapore inox, ingresso Ø=30 mm, L = 450 mm | Stainless steel steam distributor, inlet Ø=30 mm, l = 450 mm | Rampe distribution de vapeur Inox, int. Ø=30 mm, l = 450 mm | Edelstahl-Dampflanze, Anschluss Dampfschlauch Ø=30 mm, l = 450 mm | Stainless steel steam distributor, inlet Ø=30 mm, l = 450 mm
| DP060D30RU | Stainless steel steam distributor, inlet Ø=30 mm, l = 600 mm | Distributore di vapore inox, ingresso Ø=30 mm, L = 600 mm | Stainless steel steam distributor, inlet Ø=30 mm, l = 600 mm | Rampe distribution de vapeur Inox, int. Ø=30 mm, l = 600 mm | Edelstahl-Dampflanze, Anschluss Dampfschlauch Ø=30 mm, l = 600 mm | Stainless steel steam distributor, inlet Ø=30 mm, l = 600 mm
| DP060D40RU | Stainless steel steam distributor, inlet Ø=40 mm, l = 600 mm | Distributore di vapore inox, ingresso Ø=40 mm, L = 600 mm | Stainless steel steam distributor, inlet Ø=40 mm, l = 600 mm | Rampe distribution de vapeur Inox, int. Ø=40 mm, l = 600 mm | Edelstahl-Dampflanze, Anschluss Dampfschlauch Ø=40 mm, l = 600 mm | Stainless steel steam distributor, inlet Ø=40 mm, l = 600 mm
| SDPOEM0012 | SDP OEM: steam injection nozzle up to 3 kg/h | SDP OEM: ugello vapore fino a 3 kg/h | SDP OEM: steam injection nozzle up to 3 kg/h | SDP OEM: buse injection de vapeur jusqu'à 3 kg/h | SDP OEM: Dampfdüse bis 3 kg/h | SDP OEM: steam injection nozzle up to 3 kg/h
| SDPOEM0022 | SDP OEM: steam injection nozzle from 3 to 15 kg/h | SDP OEM ugello vapore da 3 fino a 18 kg/h | SDP OEM: steam injection nozzle from 3 to 15 kg/h | SDP OEM: buse injection de vapeur de 3 à 15 kg/h | SDP OEM: Dampfdüse von 3 bis 15 kg/h | SDP OEM: steam injection nozzle from 3 to 15 kg/h
| SDPOEM0000 | SDP OEM: customizable steam injection nozzle | SDP OEM ugello vapore non forato | SDP OEM: customizable steam injection nozzle | SDP OEM: buse injection de vapeur non percée | SDP OEM: anpassbare Dampfdüse | SDP OEM: customizable steam injection nozzle
| UEKY000000 | ‘Y’ connector for steam hoses (from 1x Ø=40 mm to 2x Ø=30 mm) | Raccordo a Y per tubi vapore (da 1x Ø=40 mm a 2x Ø=30 mm) | ‘Y’ connector for steam hoses (from 1x Ø=40 mm to 2x Ø=30 mm) | Raccord ‘Y’ pour flexible vapeur (de 1x Ø=40 mm à 2x Ø=30 mm) | ‘Y’ -Verteiler für Dampfschläuche (von 1x Ø=40 mm auf 2x Ø=30 mm) | ‘Y’ connector for steam hoses (from 1x Ø=40 mm to 2x Ø=30 mm)
| UEKY40X400 | ‘Y’ connector for steam hoses (from 1x Ø=40 mm to 2x Ø=40 mm) | Raccordo a Y per tubi vapore (da 1x Ø=40 mm a 2x Ø=40 mm) | ‘Y’ connector for steam hoses (from 1x Ø=40 mm to 2x Ø=40 mm) | Raccord ‘Y’ pour flexible vapeur (de 1x Ø=40 mm à 2x Ø=40 mm) | ‘Y’ -Verteiler für Dampfschläuche (von 1x Ø=40 mm auf 2x Ø=40 mm) | ‘Y’ connector for steam hoses (from 1x Ø=40 mm to 2x Ø=40 mm)
| 1312360AXX | Steam hose with steel spring Ø=22 mm (per metre) | Tubo trasporto vapore con spirale acciaio Ø=22 mm (al metro) | Steam hose with steel spring Ø=22 mm (per metre) | Flexible vapeur renforcé Ø=22 mm (par mètre) | Dampfschlauch mit integrierter Stahlfeder Ø=22 mm (pro Meter) | Steam hose with steel spring Ø=22 mm (per metre)
| 1312365AXX | Steam hose with steel spring Ø=30 mm (per meter) | Tubo trasporto vapore con spirale acciaio Ø=30 mm (al metro) | Steam hose with steel spring Ø=30 mm (per meter) | Flexible vapeur renforcé Ø=30 mm (par mètre) | Dampfschlauch mit integrierter Stahlfeder Ø=30 mm (pro Meter) | Steam hose with steel spring Ø=30 mm (per meter)
| 1312367AXX | Steam hose with steel spring Ø=40 mm (per metre) | Tubo trasporto vapore con spirale acciaio Ø=40 mm (al metro) | Steam hose with steel spring Ø=40 mm (per metre) | Flexible vapeur renforcé Ø=40 mm (par mètre) | Dampfschlauch mit integrierter Stahlfeder Ø=40 mm (pro Meter) | Steam hose with steel spring Ø=40 mm (per metre)
| FWH3415000 | Water fill hose l = 1.5 m with 3/4” fitting | Tubo carico acqua l = 1,5 m con connessione 3/4” | Water fill hose l = 1.5 m with 3/4” fitting | Flexible alimentation eau l = 1.5 m avec raccord 3/4” | Wasser-Anschluss-Schlauch l = 1.5 m mit 3/4” Muffe | Water fill hose l = 1.5 m with 3/4” fitting
| FWH3430000 | Water fill hose l = 3 m with 3/4” fitting | Tubo carico acqua l = 3 m con connessione 3/4” | Water fill hose l = 3 m with 3/4” fitting | Flexible alimentation eau l = 3 m avec raccord 3/4” | Wasser-Anschluss-Schlauch l = 3 m mit 3/4” Muffe | Water fill hose l = 3 m with 3/4” fitting
| FWHDCV0000 | Water fill hose with dual-check valve (included from UE065 to UE130) | Tubo carico acqua con valvola antiritorno (incluso da UE065 a UE130) | Water fill hose with dual-check valve (included from UE065 to UE130) | Flexible alimentation eau avec clapet (inclus sur UE065 à UE130) | Wasser-Anschluss-Schlauch mit Doppel-Rückschlagventil (beim UE065 bis UE130 im Lieferumfang enthalten) | Water fill hose with dual-check valve (included from UE065 to UE130)
| 1312353APG | SFC 006: condensate drain hose Ø=7 mm (per metre) | SFC 006: tubo per scarico condensa Ø=7 mm (al metro) per testate ventilanti e ugelli SDPOEM00** | SFC 006: condensate drain hose Ø=7 mm (per metre) | SFC 006: flexible condensas Ø=7 mm (par mètre) | SFC 006: Kondensatablauf Schlauch Ø=7 mm (pro Meter) | SFC 006: condensate drain hose Ø=7 mm (per metre)
| 1312368AXX | condensate drain hose Ø=10 mm (per metre) | tubo per scarico condensa Ø=10 mm (al metro) per distributori di vapore DP***D**R* | condensate drain hose Ø=10 mm (per metre) | flexible condensas Ø=10 mm (par mètre) | Kondensatablauf Schlauch Ø=10 mm (pro Meter) | condensate drain hose Ø=10 mm (per metre)
| DPWC112000 | Active wall mounting sensor: Temperature (-10T60 °C) and humidity (10 to 90% rH) | Sonda attiva per ambiente: temperatura (-10T60 °C) ed umidità (10…90% rH) | Active wall mounting sensor: Temperature (-10T60 °C) and humidity (10 to 90% rH) | Active wall mounting sensor: Temperature (-10T60 °C) and humidity (10 to 90% rH) | Raumfüheler für Temperatur (-10T60 °C) und Feuchte (10-90% r.F.) | Active wall mounting sensor: Temperature (-10T60 °C) and humidity (10 to 90% rH)
| DPPC112000 | Active sensor for industrial environments: Temperature (-20T70 °C) and humidity (10 to 90% rH) | Sonda attiva per ambiente industriale: Temperatura (-20T70 °C) ed umidità (10…90% rH) | Active sensor for industrial environments: Temperature (-20T70 °C) and humidity (10 to 90% rH) | Active sensor for industrial environments: Temperature (-20T70 °C) and humidity (10 to 90% rH) | Wandfüheler für Temperatur (-20T70 °C) und Feuchte (10-90% r.F.) | Active sensor for industrial environments: Temperature (-20T70 °C) and humidity (10 to 90% rH)
| DPPC212000 | Active sensor for industrial environments: Temperature (-20T70 °C) and humidity (0 to 100% rH) | Sonda attiva per ambiente industriale: Temperatura (-20T70 °C) ed umidità (0…100% rH) | Active sensor for industrial environments: Temperature (-20T70 °C) and humidity (0 to 100% rH) | Active sensor for industrial environments: Temperature (-20T70 °C) and humidity (0 to 100% rH) | Wandfüheler für Temperatur (-20T70 °C) und Feuchte (0-100% r.F.) | Active sensor for industrial environments: Temperature (-20T70 °C) and humidity (0 to 100% rH)
| DPDC112000 | Active sensor for ducts: Temperature (-20T70 °C) and humidity (10 to 90% rH) | Sonda attiva per condotta: Temperatura (-20T70 °C) ed umidità (10…90% rH) | Active sensor for ducts: Temperature (-20T70 °C) and humidity (10 to 90% rH) | Active sensor for ducts: Temperature (-20T70 °C) and humidity (10 to 90% rH) | Kanalfüheler für Temperatur (-20T70 °C) und Feuchte (10-90% r.F.) | Active sensor for ducts: Temperature (-20T70 °C) and humidity (10 to 90% rH)
| DPDC212000 | Active sensor for ducts: Temperature (-20T70 °C) and humidity (0 to 100% rH) | Sonda attiva per condotta: Temperatura (-20T70 °C) ed umidità (0…100% rH) | Active sensor for ducts: Temperature (-20T70 °C) and humidity (0 to 100% rH) | Active sensor for ducts: Temperature (-20T70 °C) and humidity (0 to 100% rH) | Kanalfüheler für Temperatur (-20T70 °C) und Feuchte (0-100% r.F.) | Active sensor for ducts: Temperature (-20T70 °C) and humidity (0 to 100% rH)
| ASET030001 | Temperature probe (-30T90 °C) for universal use | Sonda di temperatura (-30T90 °C) per uso universale | Temperature probe (-30T90 °C) for universal use | Temperature probe (-30T90 °C) for universal use | Temperaturfüheler (-30T90 °C) | Temperature probe (-30T90 °C) for universal use
| UE001YD000 | humiSteam Basic 1,5 kg/h, 230V 1~, ON/OFF or proportional, disposable cylinder | humiSteam Basic 1,5 kg/h, 230V 1~, ON/OFF o proporzionale, cilindro non apribile | humiSteam Basic 1,5 kg/h, 230V 1~, ON/OFF or proportional, disposable cylinder | humiSteam Basic 1,5 kg/h, 230V 1~, ON/OFF ou proportionnel, cylindre non ouvrant | humiSteam Basic 1,5 kg/h, 230V 1~, EIN/AUS-Betrieb oder proportional Regelung, Einweg-Dampfzylinder | humiSteam Basic 1,5 kg/h, 230V 1~, ON/OFF or proportional, disposable cylinder
| UE001YDC00 | humiSteam Basic 1,5 kg/h, 230V 1~, ON/OFF or proportional, cleanable cylinder | humiSteam Basic 1,5 kg/h, 230V 1~, ON/OFF o proporzionale, cilindro apribile | humiSteam Basic 1,5 kg/h, 230V 1~, ON/OFF or proportional, cleanable cylinder | humiSteam Basic 1,5 kg/h, 230V 1~, ON/OFF ou proportionnel, cylindre ouvrant | humiSteam Basic 1,5 kg/h, 230V 1~, EIN/AUS-Betrieb oder proportional Regelung, Reinigungsfähig-Dampfzylinder | humiSteam Basic 1,5 kg/h, 230V 1~, ON/OFF or proportional, cleanable cylinder
| UE001YU000 | humiSteam Basic 1,5 kg/h, 208V 1~, ON/OFF or proportional, disposable cylinder | humiSteam Basic 1,5 kg/h, 208V 1~, ON/OFF o proporzionale, cilindro non apribile | humiSteam Basic 1,5 kg/h, 208V 1~, ON/OFF or proportional, disposable cylinder | humiSteam Basic 1,5 kg/h, 208V 1~, ON/OFF ou proportionnel, cylindre non ouvrant | humiSteam Basic 1,5 kg/h, 208V 1~, EIN/AUS-Betrieb oder proportional Regelung, Einweg-Dampfzylinder | humiSteam Basic 1,5 kg/h, 208V 1~, ON/OFF or proportional, disposable cylinder
| UE001YUC00 | humiSteam Basic 1,5 kg/h, 208V 1~, ON/OFF or proportional, cleanable cylinder | humiSteam Basic 1,5 kg/h, 208V 1~, ON/OFF o proporzionale, cilindro apribile | humiSteam Basic 1,5 kg/h, 208V 1~, ON/OFF or proportional, cleanable cylinder | humiSteam Basic 1,5 kg/h, 208V 1~, ON/OFF ou proportionnel, cylindre ouvrant | humiSteam Basic 1,5 kg/h, 208V 1~, EIN/AUS-Betrieb oder proportional Regelung, Reinigungsfähig-Dampfzylinder | humiSteam Basic 1,5 kg/h, 208V 1~, ON/OFF or proportional, cleanable cylinder
| UE003YD000 | humiSteam Basic 3 kg/h, 230V 1~, ON/OFF or proportional, disposable cylinder | humiSteam Basic 3 kg/h, 230V 1~, ON/OFF o proporzionale, cilindro non apribile | humiSteam Basic 3 kg/h, 230V 1~, ON/OFF or proportional, disposable cylinder | humiSteam Basic 3 kg/h, 230V 1~, ON/OFF ou proportionnel, cylindre non ouvrant | humiSteam Basic 3 kg/h, 230V 1~, EIN/AUS-Betrieb oder proportional Regelung, Einweg-Dampfzylinder | humiSteam Basic 3 kg/h, 230V 1~, ON/OFF or proportional, disposable cylinder
| UE003YDC00 | humiSteam Basic 3 kg/h, 230V 1~, ON/OFF or proportional, cleanable cylinder | humiSteam Basic 3 kg/h, 230V 1~, ON/OFF o proporzionale, cilindro apribile | humiSteam Basic 3 kg/h, 230V 1~, ON/OFF or proportional, cleanable cylinder | humiSteam Basic 3 kg/h, 230V 1~, ON/OFF ou proportionnel, cylindre ouvrant | humiSteam Basic 3 kg/h, 230V 1~, EIN/AUS-Betrieb oder proportional Regelung, Reinigungsfähig-Dampfzylinder | humiSteam Basic 3 kg/h, 230V 1~, ON/OFF or proportional, cleanable cylinder
| UE003YK000 | humiSteam Basic 3 kg/h, 230V 3~, ON/OFF or proportional, disposable cylinder | humiSteam Basic 3 kg/h, 230V 3~, ON/OFF o proporzionale, cilindro non apribile | humiSteam Basic 3 kg/h, 230V 3~, ON/OFF or proportional, disposable cylinder | humiSteam Basic 3 kg/h, 230V 3~, ON/OFF ou proportionnel, cylindre non ouvrant | humiSteam Basic 3 kg/h, 230V 3~, EIN/AUS-Betrieb oder proportional Regelung, Einweg-Dampfzylinder | humiSteam Basic 3 kg/h, 230V 3~, ON/OFF or proportional, disposable cylinder
| UE003YKC00 | humiSteam Basic 3 kg/h, 230V 3~, ON/OFF or proportional, cleanable cylinder | humiSteam Basic 3 kg/h, 230V 3~, ON/OFF o proporzionale, cilindro apribile | humiSteam Basic 3 kg/h, 230V 3~, ON/OFF or proportional, cleanable cylinder | humiSteam Basic 3 kg/h, 230V 3~, ON/OFF ou proportionnel, cylindre ouvrant | humiSteam Basic 3 kg/h, 230V 3~, EIN/AUS-Betrieb oder proportional Regelung, Reinigungsfähig-Dampfzylinder | humiSteam Basic 3 kg/h, 230V 3~, ON/OFF or proportional, cleanable cylinder
| UE003YL000 | humiSteam Basic 3 kg/h, 400V 3~, ON/OFF or proportional, disposable cylinder | humiSteam Basic 3 kg/h, 400V 3~, ON/OFF o proporzionale, cilindro non apribile | humiSteam Basic 3 kg/h, 400V 3~, ON/OFF or proportional, disposable cylinder | humiSteam Basic 3 kg/h, 400V 3~, ON/OFF ou proportionnel, cylindre non ouvrant | humiSteam Basic 3 kg/h, 400V 3~, EIN/AUS-Betrieb oder proportional Regelung, Einweg-Dampfzylinder | humiSteam Basic 3 kg/h, 400V 3~, ON/OFF or proportional, disposable cylinder
| UE003YLC00 | humiSteam Basic 3 kg/h, 400V 3~, ON/OFF or proportional, cleanable cylinder | humiSteam Basic 3 kg/h, 400V 3~, ON/OFF o proporzionale, cilindro apribile | humiSteam Basic 3 kg/h, 400V 3~, ON/OFF or proportional, cleanable cylinder | humiSteam Basic 3 kg/h, 400V 3~, ON/OFF ou proportionnel, cylindre ouvrant | humiSteam Basic 3 kg/h, 400V 3~, EIN/AUS-Betrieb oder proportional Regelung, Reinigungsfähig-Dampfzylinder | humiSteam Basic 3 kg/h, 400V 3~, ON/OFF or proportional, cleanable cylinder
| UE003YM000 | humiSteam Basic 3 kg/h, 460V 3~, ON/OFF or proportional, disposable cylinder | humiSteam Basic 3 kg/h, 460V 3~, ON/OFF o proporzionale, cilindro non apribile | humiSteam Basic 3 kg/h, 460V 3~, ON/OFF or proportional, disposable cylinder | humiSteam Basic 3 kg/h, 460V 3~, ON/OFF ou proportionnel, cylindre non ouvrant | humiSteam Basic 3 kg/h, 460V 3~, EIN/AUS-Betrieb oder proportional Regelung, Einweg-Dampfzylinder | humiSteam Basic 3 kg/h, 460V 3~, ON/OFF or proportional, disposable cylinder
| UE003YMC00 | humiSteam Basic 3 kg/h, 460V 3~, ON/OFF or proportional, cleanable cylinder | humiSteam Basic 3 kg/h, 460V 3~, ON/OFF o proporzionale, cilindro apribile | humiSteam Basic 3 kg/h, 460V 3~, ON/OFF or proportional, cleanable cylinder | humiSteam Basic 3 kg/h, 460V 3~, ON/OFF ou proportionnel, cylindre ouvrant | humiSteam Basic 3 kg/h, 460V 3~, EIN/AUS-Betrieb oder proportional Regelung, Reinigungsfähig-Dampfzylinder | humiSteam Basic 3 kg/h, 460V 3~, ON/OFF or proportional, cleanable cylinder
| UE003YU000 | humiSteam Basic 3 kg/h, 208V 1~, ON/OFF or proportional, disposable cylinder | humiSteam Basic 3 kg/h, 208V 1~, ON/OFF o proporzionale, cilindro non apribile | humiSteam Basic 3 kg/h, 208V 1~, ON/OFF or proportional, disposable cylinder | humiSteam Basic 3 kg/h, 208V 1~, ON/OFF ou proportionnel, cylindre non ouvrant | humiSteam Basic 3 kg/h, 208V 1~, EIN/AUS-Betrieb oder proportional Regelung, Einweg-Dampfzylinder | humiSteam Basic 3 kg/h, 208V 1~, ON/OFF or proportional, disposable cylinder
| UE003YUC00 | humiSteam Basic 3 kg/h, 208V 1~, ON/OFF or proportional, cleanable cylinder | humiSteam Basic 3 kg/h, 208V 1~, ON/OFF o proporzionale, cilindro apribile | humiSteam Basic 3 kg/h, 208V 1~, ON/OFF or proportional, cleanable cylinder | humiSteam Basic 3 kg/h, 208V 1~, ON/OFF ou proportionnel, cylindre ouvrant | humiSteam Basic 3 kg/h, 208V 1~, EIN/AUS-Betrieb oder proportional Regelung, Reinigungsfähig-Dampfzylinder | humiSteam Basic 3 kg/h, 208V 1~, ON/OFF or proportional, cleanable cylinder
| UE003YW000 | humiSteam Basic 3 kg/h, 208V 3~, ON/OFF or proportional, disposable cylinder | humiSteam Basic 3 kg/h, 208V 3~, ON/OFF o proporzionale, cilindro non apribile | humiSteam Basic 3 kg/h, 208V 3~, ON/OFF or proportional, disposable cylinder | humiSteam Basic 3 kg/h, 208V 3~, ON/OFF ou proportionnel, cylindre non ouvrant | humiSteam Basic 3 kg/h, 208V 3~, EIN/AUS-Betrieb oder proportional Regelung, Einweg-Dampfzylinder | humiSteam Basic 3 kg/h, 208V 3~, ON/OFF or proportional, disposable cylinder
| UE003YWC00 | humiSteam Basic 3 kg/h, 208V 3~, ON/OFF or proportional, cleanable cylinder | humiSteam Basic 3 kg/h, 208V 3~, ON/OFF o proporzionale, cilindro apribile | humiSteam Basic 3 kg/h, 208V 3~, ON/OFF or proportional, cleanable cylinder | humiSteam Basic 3 kg/h, 208V 3~, ON/OFF ou proportionnel, cylindre ouvrant | humiSteam Basic 3 kg/h, 208V 3~, EIN/AUS-Betrieb oder proportional Regelung, Reinigungsfähig-Dampfzylinder | humiSteam Basic 3 kg/h, 208V 3~, ON/OFF or proportional, cleanable cylinder
| UE005YD000 | humiSteam Basic 5 kg/h, 230V 1~, ON/OFF or proportional, disposable cylinder | humiSteam Basic 5 kg/h, 230V 1~, ON/OFF o proporzionale, cilindro non apribile | humiSteam Basic 5 kg/h, 230V 1~, ON/OFF or proportional, disposable cylinder | humiSteam Basic 5 kg/h, 230V 1~, ON/OFF ou proportionnel, cylindre non ouvrant | humiSteam Basic 5 kg/h, 230V 1~, EIN/AUS-Betrieb oder proportional Regelung, Einweg-Dampfzylinder | humiSteam Basic 5 kg/h, 230V 1~, ON/OFF or proportional, disposable cylinder
| UE005YDC00 | humiSteam Basic 5 kg/h, 230V 1~, ON/OFF or proportional, cleanable cylinder | humiSteam Basic 5 kg/h, 230V 1~, ON/OFF o proporzionale, cilindro apribile | humiSteam Basic 5 kg/h, 230V 1~, ON/OFF or proportional, cleanable cylinder | humiSteam Basic 5 kg/h, 230V 1~, ON/OFF ou proportionnel, cylindre ouvrant | humiSteam Basic 5 kg/h, 230V 1~, EIN/AUS-Betrieb oder proportional Regelung, Reinigungsfähig-Dampfzylinder | humiSteam Basic 5 kg/h, 230V 1~, ON/OFF or proportional, cleanable cylinder
| UE005YK000 | humiSteam Basic 5 kg/h, 230V 3~, ON/OFF or proportional, disposable cylinder | humiSteam Basic 5 kg/h, 230V 3~, ON/OFF o proporzionale, cilindro non apribile | humiSteam Basic 5 kg/h, 230V 3~, ON/OFF or proportional, disposable cylinder | humiSteam Basic 5 kg/h, 230V 3~, ON/OFF ou proportionnel, cylindre non ouvrant | humiSteam Basic 5 kg/h, 230V 3~, EIN/AUS-Betrieb oder proportional Regelung, Einweg-Dampfzylinder | humiSteam Basic 5 kg/h, 230V 3~, ON/OFF or proportional, disposable cylinder
| UE005YKC00 | humiSteam Basic 5 kg/h, 230V 3~, ON/OFF or proportional, cleanable cylinder | humiSteam Basic 5 kg/h, 230V 3~, ON/OFF o proporzionale, cilindro apribile | humiSteam Basic 5 kg/h, 230V 3~, ON/OFF or proportional, cleanable cylinder | humiSteam Basic 5 kg/h, 230V 3~, ON/OFF ou proportionnel, cylindre ouvrant | humiSteam Basic 5 kg/h, 230V 3~, EIN/AUS-Betrieb oder proportional Regelung, Reinigungsfähig-Dampfzylinder | humiSteam Basic 5 kg/h, 230V 3~, ON/OFF or proportional, cleanable cylinder
| UE005YL000 | humiSteam Basic 5 kg/h, 400V 3~, ON/OFF or proportional, disposable cylinder | humiSteam Basic 5 kg/h, 400V 3~, ON/OFF o proporzionale, cilindro non apribile | humiSteam Basic 5 kg/h, 400V 3~, ON/OFF or proportional, disposable cylinder | humiSteam Basic 5 kg/h, 400V 3~, ON/OFF ou proportionnel, cylindre non ouvrant | humiSteam Basic 5 kg/h, 400V 3~, EIN/AUS-Betrieb oder proportional Regelung, Einweg-Dampfzylinder | humiSteam Basic 5 kg/h, 400V 3~, ON/OFF or proportional, disposable cylinder
| UE005YLC00 | humiSteam Basic 5 kg/h, 400V 3~, ON/OFF or proportional, cleanable cylinder | humiSteam Basic 5 kg/h, 400V 3~, ON/OFF o proporzionale, cilindro apribile | humiSteam Basic 5 kg/h, 400V 3~, ON/OFF or proportional, cleanable cylinder | humiSteam Basic 5 kg/h, 400V 3~, ON/OFF ou proportionnel, cylindre ouvrant | humiSteam Basic 5 kg/h, 400V 3~, EIN/AUS-Betrieb oder proportional Regelung, Reinigungsfähig-Dampfzylinder | humiSteam Basic 5 kg/h, 400V 3~, ON/OFF or proportional, cleanable cylinder
| UE005YM000 | humiSteam Basic 5 kg/h, 460V 3~, ON/OFF or proportional, disposable cylinder | humiSteam Basic 5 kg/h, 460V 3~, ON/OFF o proporzionale, cilindro non apribile | humiSteam Basic 5 kg/h, 460V 3~, ON/OFF or proportional, disposable cylinder | humiSteam Basic 5 kg/h, 460V 3~, ON/OFF ou proportionnel, cylindre non ouvrant | humiSteam Basic 5 kg/h, 460V 3~, EIN/AUS-Betrieb oder proportional Regelung, Einweg-Dampfzylinder | humiSteam Basic 5 kg/h, 460V 3~, ON/OFF or proportional, disposable cylinder
| UE005YMC00 | humiSteam Basic 5 kg/h, 460V 3~, ON/OFF or proportional, cleanable cylinder | humiSteam Basic 5 kg/h, 460V 3~, ON/OFF o proporzionale, cilindro apribile | humiSteam Basic 5 kg/h, 460V 3~, ON/OFF or proportional, cleanable cylinder | humiSteam Basic 5 kg/h, 460V 3~, ON/OFF ou proportionnel, cylindre ouvrant | humiSteam Basic 5 kg/h, 460V 3~, EIN/AUS-Betrieb oder proportional Regelung, Reinigungsfähig-Dampfzylinder | humiSteam Basic 5 kg/h, 460V 3~, ON/OFF or proportional, cleanable cylinder
| UE005YN000 | humiSteam Basic 5 kg/h, 575V 3~, ON/OFF or proportional, disposable cylinder | humiSteam Basic 5 kg/h, 575V 3~, ON/OFF o proporzionale, cilindro non apribile | humiSteam Basic 5 kg/h, 575V 3~, ON/OFF or proportional, disposable cylinder | humiSteam Basic 5 kg/h, 575V 3~, ON/OFF ou proportionnel, cylindre non ouvrant | humiSteam Basic 5 kg/h, 575V 3~, EIN/AUS-Betrieb oder proportional Regelung, Einweg-Dampfzylinder | humiSteam Basic 5 kg/h, 575V 3~, ON/OFF or proportional, disposable cylinder
| UE005YNC00 | humiSteam Basic 5 kg/h, 575V 3~, ON/OFF or proportional, cleanable cylinder | humiSteam Basic 5 kg/h, 575V 3~, ON/OFF o proporzionale, cilindro apribile | humiSteam Basic 5 kg/h, 575V 3~, ON/OFF or proportional, cleanable cylinder | humiSteam Basic 5 kg/h, 575V 3~, ON/OFF ou proportionnel, cylindre ouvrant | humiSteam Basic 5 kg/h, 575V 3~, EIN/AUS-Betrieb oder proportional Regelung, Reinigungsfähig-Dampfzylinder | humiSteam Basic 5 kg/h, 575V 3~, ON/OFF or proportional, cleanable cylinder
| UE005YU000 | humiSteam Basic 5 kg/h, 208V 1~, ON/OFF or proportional, disposable cylinder | humiSteam Basic 5 kg/h, 208V 1~, ON/OFF o proporzionale, cilindro non apribile | humiSteam Basic 5 kg/h, 208V 1~, ON/OFF or proportional, disposable cylinder | humiSteam Basic 5 kg/h, 208V 1~, ON/OFF ou proportionnel, cylindre non ouvrant | humiSteam Basic 5 kg/h, 208V 1~, EIN/AUS-Betrieb oder proportional Regelung, Einweg-Dampfzylinder | humiSteam Basic 5 kg/h, 208V 1~, ON/OFF or proportional, disposable cylinder
| UE005YUC00 | humiSteam Basic 5 kg/h, 208V 1~, ON/OFF or proportional, cleanable cylinder | humiSteam Basic 5 kg/h, 208V 1~, ON/OFF o proporzionale, cilindro apribile | humiSteam Basic 5 kg/h, 208V 1~, ON/OFF or proportional, cleanable cylinder | humiSteam Basic 5 kg/h, 208V 1~, ON/OFF ou proportionnel, cylindre ouvrant | humiSteam Basic 5 kg/h, 208V 1~, EIN/AUS-Betrieb oder proportional Regelung, Reinigungsfähig-Dampfzylinder | humiSteam Basic 5 kg/h, 208V 1~, ON/OFF or proportional, cleanable cylinder
| UE005YW000 | humiSteam Basic 5 kg/h, 208V 3~, ON/OFF or proportional, disposable cylinder | humiSteam Basic 5 kg/h, 208V 3~, ON/OFF o proporzionale, cilindro non apribile | humiSteam Basic 5 kg/h, 208V 3~, ON/OFF or proportional, disposable cylinder | humiSteam Basic 5 kg/h, 208V 3~, ON/OFF ou proportionnel, cylindre non ouvrant | humiSteam Basic 5 kg/h, 208V 3~, EIN/AUS-Betrieb oder proportional Regelung, Einweg-Dampfzylinder | humiSteam Basic 5 kg/h, 208V 3~, ON/OFF or proportional, disposable cylinder
| UE005YWC00 | humiSteam Basic 5 kg/h, 208V 3~, ON/OFF or proportional, cleanable cylinder | humiSteam Basic 5 kg/h, 208V 3~, ON/OFF o proporzionale, cilindro apribile | humiSteam Basic 5 kg/h, 208V 3~, ON/OFF or proportional, cleanable cylinder | humiSteam Basic 5 kg/h, 208V 3~, ON/OFF ou proportionnel, cylindre ouvrant | humiSteam Basic 5 kg/h, 208V 3~, EIN/AUS-Betrieb oder proportional Regelung, Reinigungsfähig-Dampfzylinder | humiSteam Basic 5 kg/h, 208V 3~, ON/OFF or proportional, cleanable cylinder
| UE008YK000 | humiSteam Basic 8 kg/h, 230V 3~, ON/OFF or proportional, disposable cylinder | humiSteam Basic 8 kg/h, 230V 3~, ON/OFF o proporzionale, cilindro non apribile | humiSteam Basic 8 kg/h, 230V 3~, ON/OFF or proportional, disposable cylinder | humiSteam Basic 8 kg/h, 230V 3~, ON/OFF ou proportionnel, cylindre non ouvrant | humiSteam Basic 8 kg/h, 230V 3~, EIN/AUS-Betrieb oder proportional Regelung, Einweg-Dampfzylinder | humiSteam Basic 8 kg/h, 230V 3~, ON/OFF or proportional, disposable cylinder
| UE008YKC00 | humiSteam Basic 8 kg/h, 230V 3~, ON/OFF or proportional, cleanable cylinder | humiSteam Basic 8 kg/h, 230V 3~, ON/OFF o proporzionale, cilindro apribile | humiSteam Basic 8 kg/h, 230V 3~, ON/OFF or proportional, cleanable cylinder | humiSteam Basic 8 kg/h, 230V 3~, ON/OFF ou proportionnel, cylindre ouvrant | humiSteam Basic 8 kg/h, 230V 3~, EIN/AUS-Betrieb oder proportional Regelung, Reinigungsfähig-Dampfzylinder | humiSteam Basic 8 kg/h, 230V 3~, ON/OFF or proportional, cleanable cylinder
| UE008YL000 | humiSteam Basic 8 kg/h, 400V 3~, ON/OFF or proportional, disposable cylinder | humiSteam Basic 8 kg/h, 400V 3~, ON/OFF o proporzionale, cilindro non apribile | humiSteam Basic 8 kg/h, 400V 3~, ON/OFF or proportional, disposable cylinder | humiSteam Basic 8 kg/h, 400V 3~, ON/OFF ou proportionnel, cylindre non ouvrant | humiSteam Basic 8 kg/h, 400V 3~, EIN/AUS-Betrieb oder proportional Regelung, Einweg-Dampfzylinder | humiSteam Basic 8 kg/h, 400V 3~, ON/OFF or proportional, disposable cylinder
| UE008YLC00 | humiSteam Basic 8 kg/h, 400V 3~, ON/OFF or proportional, cleanable cylinder | humiSteam Basic 8 kg/h, 400V 3~, ON/OFF o proporzionale, cilindro apribile | humiSteam Basic 8 kg/h, 400V 3~, ON/OFF or proportional, cleanable cylinder | humiSteam Basic 8 kg/h, 400V 3~, ON/OFF ou proportionnel, cylindre ouvrant | humiSteam Basic 8 kg/h, 400V 3~, EIN/AUS-Betrieb oder proportional Regelung, Reinigungsfähig-Dampfzylinder | humiSteam Basic 8 kg/h, 400V 3~, ON/OFF or proportional, cleanable cylinder
| UE008YM000 | humiSteam Basic 8 kg/h, 460V 3~, ON/OFF or proportional, disposable cylinder | humiSteam Basic 8 kg/h, 460V 3~, ON/OFF o proporzionale, cilindro non apribile | humiSteam Basic 8 kg/h, 460V 3~, ON/OFF or proportional, disposable cylinder | humiSteam Basic 8 kg/h, 460V 3~, ON/OFF ou proportionnel, cylindre non ouvrant | humiSteam Basic 8 kg/h, 460V 3~, EIN/AUS-Betrieb oder proportional Regelung, Einweg-Dampfzylinder | humiSteam Basic 8 kg/h, 460V 3~, ON/OFF or proportional, disposable cylinder
| UE008YMC00 | humiSteam Basic 8 kg/h, 460V 3~, ON/OFF or proportional, cleanable cylinder | humiSteam Basic 8 kg/h, 460V 3~, ON/OFF o proporzionale, cilindro apribile | humiSteam Basic 8 kg/h, 460V 3~, ON/OFF or proportional, cleanable cylinder | humiSteam Basic 8 kg/h, 460V 3~, ON/OFF ou proportionnel, cylindre ouvrant | humiSteam Basic 8 kg/h, 460V 3~, EIN/AUS-Betrieb oder proportional Regelung, Reinigungsfähig-Dampfzylinder | humiSteam Basic 8 kg/h, 460V 3~, ON/OFF or proportional, cleanable cylinder
| UE008YN000 | humiSteam Basic 8 kg/h, 575V 3~, ON/OFF or proportional, disposable cylinder | humiSteam Basic 8 kg/h, 575V 3~, ON/OFF o proporzionale, cilindro non apribile | humiSteam Basic 8 kg/h, 575V 3~, ON/OFF or proportional, disposable cylinder | humiSteam Basic 8 kg/h, 575V 3~, ON/OFF ou proportionnel, cylindre non ouvrant | humiSteam Basic 8 kg/h, 575V 3~, EIN/AUS-Betrieb oder proportional Regelung, Einweg-Dampfzylinder | humiSteam Basic 8 kg/h, 575V 3~, ON/OFF or proportional, disposable cylinder
| UE008YNC00 | humiSteam Basic 8 kg/h, 575V 3~, ON/OFF or proportional, cleanable cylinder | humiSteam Basic 8 kg/h, 575V 3~, ON/OFF o proporzionale, cilindro apribile | humiSteam Basic 8 kg/h, 575V 3~, ON/OFF or proportional, cleanable cylinder | humiSteam Basic 8 kg/h, 575V 3~, ON/OFF ou proportionnel, cylindre ouvrant | humiSteam Basic 8 kg/h, 575V 3~, EIN/AUS-Betrieb oder proportional Regelung, Reinigungsfähig-Dampfzylinder | humiSteam Basic 8 kg/h, 575V 3~, ON/OFF or proportional, cleanable cylinder
| UE008YW000 | humiSteam Basic 8 kg/h, 208V 3~, ON/OFF or proportional, disposable cylinder | humiSteam Basic 8 kg/h, 208V 3~, ON/OFF o proporzionale, cilindro non apribile | humiSteam Basic 8 kg/h, 208V 3~, ON/OFF or proportional, disposable cylinder | humiSteam Basic 8 kg/h, 208V 3~, ON/OFF ou proportionnel, cylindre non ouvrant | humiSteam Basic 8 kg/h, 208V 3~, EIN/AUS-Betrieb oder proportional Regelung, Einweg-Dampfzylinder | humiSteam Basic 8 kg/h, 208V 3~, ON/OFF or proportional, disposable cylinder
| UE008YWC00 | humiSteam Basic 8 kg/h, 208V 3~, ON/OFF or proportional, cleanable cylinder | humiSteam Basic 8 kg/h, 208V 3~, ON/OFF o proporzionale, cilindro apribile | humiSteam Basic 8 kg/h, 208V 3~, ON/OFF or proportional, cleanable cylinder | humiSteam Basic 8 kg/h, 208V 3~, ON/OFF ou proportionnel, cylindre ouvrant | humiSteam Basic 8 kg/h, 208V 3~, EIN/AUS-Betrieb oder proportional Regelung, Reinigungsfähig-Dampfzylinder | humiSteam Basic 8 kg/h, 208V 3~, ON/OFF or proportional, cleanable cylinder
| UE009YD000 | humiSteam Basic 9 kg/h, 230V 1~, ON/OFF or proportional, disposable cylinder | humiSteam Basic 9 kg/h, 230V 1~, ON/OFF o proporzionale, cilindro non apribile | humiSteam Basic 9 kg/h, 230V 1~, ON/OFF or proportional, disposable cylinder | humiSteam Basic 9 kg/h, 230V 1~, ON/OFF ou proportionnel, cylindre non ouvrant | humiSteam Basic 9 kg/h, 230V 1~, EIN/AUS-Betrieb oder proportional Regelung, Einweg-Dampfzylinder | humiSteam Basic 9 kg/h, 230V 1~, ON/OFF or proportional, disposable cylinder
| UE009YDC00 | humiSteam Basic 9 kg/h, 230V 1~, ON/OFF or proportional, cleanable cylinder | humiSteam Basic 9 kg/h, 230V 1~, ON/OFF o proporzionale, cilindro apribile | humiSteam Basic 9 kg/h, 230V 1~, ON/OFF or proportional, cleanable cylinder | humiSteam Basic 9 kg/h, 230V 1~, ON/OFF ou proportionnel, cylindre ouvrant | humiSteam Basic 9 kg/h, 230V 1~, EIN/AUS-Betrieb oder proportional Regelung, Reinigungsfähig-Dampfzylinder | humiSteam Basic 9 kg/h, 230V 1~, ON/OFF or proportional, cleanable cylinder
| UE009YU000 | humiSteam Basic 9 kg/h, 208V 1~, ON/OFF or proportional, disposable cylinder | humiSteam Basic 9 kg/h, 208V 1~, ON/OFF o proporzionale, cilindro non apribile | humiSteam Basic 9 kg/h, 208V 1~, ON/OFF or proportional, disposable cylinder | humiSteam Basic 9 kg/h, 208V 1~, ON/OFF ou proportionnel, cylindre non ouvrant | humiSteam Basic 9 kg/h, 208V 1~, EIN/AUS-Betrieb oder proportional Regelung, Einweg-Dampfzylinder | humiSteam Basic 9 kg/h, 208V 1~, ON/OFF or proportional, disposable cylinder
| UE009YUC00 | humiSteam Basic 9 kg/h, 208V 1~, ON/OFF or proportional, cleanable cylinder | humiSteam Basic 9 kg/h, 208V 1~, ON/OFF o proporzionale, cilindro apribile | humiSteam Basic 9 kg/h, 208V 1~, ON/OFF or proportional, cleanable cylinder | humiSteam Basic 9 kg/h, 208V 1~, ON/OFF ou proportionnel, cylindre ouvrant | humiSteam Basic 9 kg/h, 208V 1~, EIN/AUS-Betrieb oder proportional Regelung, Reinigungsfähig-Dampfzylinder | humiSteam Basic 9 kg/h, 208V 1~, ON/OFF or proportional, cleanable cylinder
| UE010YK000 | humiSteam Basic 10 kg/h, 230V 3~, ON/OFF or proportional, disposable cylinder | humiSteam Basic 10 kg/h, 230V 3~, ON/OFF o proporzionale, cilindro non apribile | humiSteam Basic 10 kg/h, 230V 3~, ON/OFF or proportional, disposable cylinder | humiSteam Basic 10 kg/h, 230V 3~, ON/OFF ou proportionnel, cylindre non ouvrant | humiSteam Basic 10 kg/h, 230V 3~, EIN/AUS-Betrieb oder proportional Regelung, Einweg-Dampfzylinder | humiSteam Basic 10 kg/h, 230V 3~, ON/OFF or proportional, disposable cylinder
| UE010YKC00 | humiSteam Basic 10 kg/h, 230V 3~, ON/OFF or proportional, cleanable cylinder | humiSteam Basic 10 kg/h, 230V 3~, ON/OFF o proporzionale, cilindro apribile | humiSteam Basic 10 kg/h, 230V 3~, ON/OFF or proportional, cleanable cylinder | humiSteam Basic 10 kg/h, 230V 3~, ON/OFF ou proportionnel, cylindre ouvrant | humiSteam Basic 10 kg/h, 230V 3~, EIN/AUS-Betrieb oder proportional Regelung, Reinigungsfähig-Dampfzylinder | humiSteam Basic 10 kg/h, 230V 3~, ON/OFF or proportional, cleanable cylinder
| UE010YL000 | humiSteam Basic 10 kg/h, 400V 3~, ON/OFF or proportional, disposable cylinder | humiSteam Basic 10 kg/h, 400V 3~, ON/OFF o proporzionale, cilindro non apribile | humiSteam Basic 10 kg/h, 400V 3~, ON/OFF or proportional, disposable cylinder | humiSteam Basic 10 kg/h, 400V 3~, ON/OFF ou proportionnel, cylindre non ouvrant | humiSteam Basic 10 kg/h, 400V 3~, EIN/AUS-Betrieb oder proportional Regelung, Einweg-Dampfzylinder | humiSteam Basic 10 kg/h, 400V 3~, ON/OFF or proportional, disposable cylinder
| UE010YLC00 | humiSteam Basic 10 kg/h, 400V 3~, ON/OFF or proportional, cleanable cylinder | humiSteam Basic 10 kg/h, 400V 3~, ON/OFF o proporzionale, cilindro apribile | humiSteam Basic 10 kg/h, 400V 3~, ON/OFF or proportional, cleanable cylinder | humiSteam Basic 10 kg/h, 400V 3~, ON/OFF ou proportionnel, cylindre ouvrant | humiSteam Basic 10 kg/h, 400V 3~, EIN/AUS-Betrieb oder proportional Regelung, Reinigungsfähig-Dampfzylinder | humiSteam Basic 10 kg/h, 400V 3~, ON/OFF or proportional, cleanable cylinder
| UE010YM000 | humiSteam Basic 10 kg/h, 460V 3~, ON/OFF or proportional, disposable cylinder | humiSteam Basic 10 kg/h, 460V 3~, ON/OFF o proporzionale, cilindro non apribile | humiSteam Basic 10 kg/h, 460V 3~, ON/OFF or proportional, disposable cylinder | humiSteam Basic 10 kg/h, 460V 3~, ON/OFF ou proportionnel, cylindre non ouvrant | humiSteam Basic 10 kg/h, 460V 3~, EIN/AUS-Betrieb oder proportional Regelung, Einweg-Dampfzylinder | humiSteam Basic 10 kg/h, 460V 3~, ON/OFF or proportional, disposable cylinder
| UE010YMC00 | humiSteam Basic 10 kg/h, 460V 3~, ON/OFF or proportional, cleanable cylinder | humiSteam Basic 10 kg/h, 460V 3~, ON/OFF o proporzionale, cilindro apribile | humiSteam Basic 10 kg/h, 460V 3~, ON/OFF or proportional, cleanable cylinder | humiSteam Basic 10 kg/h, 460V 3~, ON/OFF ou proportionnel, cylindre ouvrant | humiSteam Basic 10 kg/h, 460V 3~, EIN/AUS-Betrieb oder proportional Regelung, Reinigungsfähig-Dampfzylinder | humiSteam Basic 10 kg/h, 460V 3~, ON/OFF or proportional, cleanable cylinder
| UE010YN000 | humiSteam Basic 10 kg/h, 575V 3~, ON/OFF or proportional, disposable cylinder | humiSteam Basic 10 kg/h, 575V 3~, ON/OFF o proporzionale, cilindro non apribile | humiSteam Basic 10 kg/h, 575V 3~, ON/OFF or proportional, disposable cylinder | humiSteam Basic 10 kg/h, 575V 3~, ON/OFF ou proportionnel, cylindre non ouvrant | humiSteam Basic 10 kg/h, 575V 3~, EIN/AUS-Betrieb oder proportional Regelung, Einweg-Dampfzylinder | humiSteam Basic 10 kg/h, 575V 3~, ON/OFF or proportional, disposable cylinder
| UE010YNC00 | humiSteam Basic 10 kg/h, 575V 3~, ON/OFF or proportional, cleanable cylinder | humiSteam Basic 10 kg/h, 575V 3~, ON/OFF o proporzionale, cilindro apribile | humiSteam Basic 10 kg/h, 575V 3~, ON/OFF or proportional, cleanable cylinder | humiSteam Basic 10 kg/h, 575V 3~, ON/OFF ou proportionnel, cylindre ouvrant | humiSteam Basic 10 kg/h, 575V 3~, EIN/AUS-Betrieb oder proportional Regelung, Reinigungsfähig-Dampfzylinder | humiSteam Basic 10 kg/h, 575V 3~, ON/OFF or proportional, cleanable cylinder
| UE010YW000 | humiSteam Basic 10 kg/h, 208V 3~, ON/OFF or proportional, disposable cylinder | humiSteam Basic 10 kg/h, 208V 3~, ON/OFF o proporzionale, cilindro non apribile | humiSteam Basic 10 kg/h, 208V 3~, ON/OFF or proportional, disposable cylinder | humiSteam Basic 10 kg/h, 208V 3~, ON/OFF ou proportionnel, cylindre non ouvrant | humiSteam Basic 10 kg/h, 208V 3~, EIN/AUS-Betrieb oder proportional Regelung, Einweg-Dampfzylinder | humiSteam Basic 10 kg/h, 208V 3~, ON/OFF or proportional, disposable cylinder
| UE010YWC00 | humiSteam Basic 10 kg/h, 208V 3~, ON/OFF or proportional, cleanable cylinder | humiSteam Basic 10 kg/h, 208V 3~, ON/OFF o proporzionale, cilindro apribile | humiSteam Basic 10 kg/h, 208V 3~, ON/OFF or proportional, cleanable cylinder | humiSteam Basic 10 kg/h, 208V 3~, ON/OFF ou proportionnel, cylindre ouvrant | humiSteam Basic 10 kg/h, 208V 3~, EIN/AUS-Betrieb oder proportional Regelung, Reinigungsfähig-Dampfzylinder | humiSteam Basic 10 kg/h, 208V 3~, ON/OFF or proportional, cleanable cylinder
| UE015YK000 | humiSteam Basic 15 kg/h, 230V 3~, ON/OFF or proportional, disposable cylinder | humiSteam Basic 15 kg/h, 230V 3~, ON/OFF o proporzionale, cilindro non apribile | humiSteam Basic 15 kg/h, 230V 3~, ON/OFF or proportional, disposable cylinder | humiSteam Basic 15 kg/h, 230V 3~, ON/OFF ou proportionnel, cylindre non ouvrant | humiSteam Basic 15 kg/h, 230V 3~, EIN/AUS-Betrieb oder proportional Regelung, Einweg-Dampfzylinder | humiSteam Basic 15 kg/h, 230V 3~, ON/OFF or proportional, disposable cylinder
| UE015YKC00 | humiSteam Basic 15 kg/h, 230V 3~, ON/OFF or proportional, cleanable cylinder | humiSteam Basic 15 kg/h, 230V 3~, ON/OFF o proporzionale, cilindro apribile | humiSteam Basic 15 kg/h, 230V 3~, ON/OFF or proportional, cleanable cylinder | humiSteam Basic 15 kg/h, 230V 3~, ON/OFF ou proportionnel, cylindre ouvrant | humiSteam Basic 15 kg/h, 230V 3~, EIN/AUS-Betrieb oder proportional Regelung, Reinigungsfähig-Dampfzylinder | humiSteam Basic 15 kg/h, 230V 3~, ON/OFF or proportional, cleanable cylinder
| UE015YL000 | humiSteam Basic 15 kg/h, 400V 3~, ON/OFF or proportional, disposable cylinder | humiSteam Basic 15 kg/h, 400V 3~, ON/OFF o proporzionale, cilindro non apribile | humiSteam Basic 15 kg/h, 400V 3~, ON/OFF or proportional, disposable cylinder | humiSteam Basic 15 kg/h, 400V 3~, ON/OFF ou proportionnel, cylindre non ouvrant | humiSteam Basic 15 kg/h, 400V 3~, EIN/AUS-Betrieb oder proportional Regelung, Einweg-Dampfzylinder | humiSteam Basic 15 kg/h, 400V 3~, ON/OFF or proportional, disposable cylinder
| UE015YLC00 | humiSteam Basic 15 kg/h, 400V 3~, ON/OFF or proportional, cleanable cylinder | humiSteam Basic 15 kg/h, 400V 3~, ON/OFF o proporzionale, cilindro apribile | humiSteam Basic 15 kg/h, 400V 3~, ON/OFF or proportional, cleanable cylinder | humiSteam Basic 15 kg/h, 400V 3~, ON/OFF ou proportionnel, cylindre ouvrant | humiSteam Basic 15 kg/h, 400V 3~, EIN/AUS-Betrieb oder proportional Regelung, Reinigungsfähig-Dampfzylinder | humiSteam Basic 15 kg/h, 400V 3~, ON/OFF or proportional, cleanable cylinder
| UE015YM000 | humiSteam Basic 15 kg/h, 460V 3~, ON/OFF or proportional, disposable cylinder | humiSteam Basic 15 kg/h, 460V 3~, ON/OFF o proporzionale, cilindro non apribile | humiSteam Basic 15 kg/h, 460V 3~, ON/OFF or proportional, disposable cylinder | humiSteam Basic 15 kg/h, 460V 3~, ON/OFF ou proportionnel, cylindre non ouvrant | humiSteam Basic 15 kg/h, 460V 3~, EIN/AUS-Betrieb oder proportional Regelung, Einweg-Dampfzylinder | humiSteam Basic 15 kg/h, 460V 3~, ON/OFF or proportional, disposable cylinder
| UE015YMC00 | humiSteam Basic 15 kg/h, 460V 3~, ON/OFF or proportional, cleanable cylinder | humiSteam Basic 15 kg/h, 460V 3~, ON/OFF o proporzionale, cilindro apribile | humiSteam Basic 15 kg/h, 460V 3~, ON/OFF or proportional, cleanable cylinder | humiSteam Basic 15 kg/h, 460V 3~, ON/OFF ou proportionnel, cylindre ouvrant | humiSteam Basic 15 kg/h, 460V 3~, EIN/AUS-Betrieb oder proportional Regelung, Reinigungsfähig-Dampfzylinder | humiSteam Basic 15 kg/h, 460V 3~, ON/OFF or proportional, cleanable cylinder
| UE015YN000 | humiSteam Basic 15 kg/h, 575V 3~, ON/OFF or proportional, disposable cylinder | humiSteam Basic 15 kg/h, 575V 3~, ON/OFF o proporzionale, cilindro non apribile | humiSteam Basic 15 kg/h, 575V 3~, ON/OFF or proportional, disposable cylinder | humiSteam Basic 15 kg/h, 575V 3~, ON/OFF ou proportionnel, cylindre non ouvrant | humiSteam Basic 15 kg/h, 575V 3~, EIN/AUS-Betrieb oder proportional Regelung, Einweg-Dampfzylinder | humiSteam Basic 15 kg/h, 575V 3~, ON/OFF or proportional, disposable cylinder
| UE015YNC00 | humiSteam Basic 15 kg/h, 575V 3~, ON/OFF or proportional, cleanable cylinder | humiSteam Basic 15 kg/h, 575V 3~, ON/OFF o proporzionale, cilindro apribile | humiSteam Basic 15 kg/h, 575V 3~, ON/OFF or proportional, cleanable cylinder | humiSteam Basic 15 kg/h, 575V 3~, ON/OFF ou proportionnel, cylindre ouvrant | humiSteam Basic 15 kg/h, 575V 3~, EIN/AUS-Betrieb oder proportional Regelung, Reinigungsfähig-Dampfzylinder | humiSteam Basic 15 kg/h, 575V 3~, ON/OFF or proportional, cleanable cylinder
| UE015YW000 | humiSteam Basic 15 kg/h, 208V 3~, ON/OFF or proportional, disposable cylinder | humiSteam Basic 15 kg/h, 208V 3~, ON/OFF o proporzionale, cilindro non apribile | humiSteam Basic 15 kg/h, 208V 3~, ON/OFF or proportional, disposable cylinder | humiSteam Basic 15 kg/h, 208V 3~, ON/OFF ou proportionnel, cylindre non ouvrant | humiSteam Basic 15 kg/h, 208V 3~, EIN/AUS-Betrieb oder proportional Regelung, Einweg-Dampfzylinder | humiSteam Basic 15 kg/h, 208V 3~, ON/OFF or proportional, disposable cylinder
| UE015YWC00 | humiSteam Basic 15 kg/h, 208V 3~, ON/OFF or proportional, cleanable cylinder | humiSteam Basic 15 kg/h, 208V 3~, ON/OFF o proporzionale, cilindro apribile | humiSteam Basic 15 kg/h, 208V 3~, ON/OFF or proportional, cleanable cylinder | humiSteam Basic 15 kg/h, 208V 3~, ON/OFF ou proportionnel, cylindre ouvrant | humiSteam Basic 15 kg/h, 208V 3~, EIN/AUS-Betrieb oder proportional Regelung, Reinigungsfähig-Dampfzylinder | humiSteam Basic 15 kg/h, 208V 3~, ON/OFF or proportional, cleanable cylinder
| UE018YL000 | humiSteam Basic 18 kg/h, 400V 3~, ON/OFF or proportional, disposable cylinder | humiSteam Basic 18 kg/h, 400V 3~, ON/OFF o proporzionale, cilindro non apribile | humiSteam Basic 18 kg/h, 400V 3~, ON/OFF or proportional, disposable cylinder | humiSteam Basic 18 kg/h, 400V 3~, ON/OFF ou proportionnel, cylindre non ouvrant | humiSteam Basic 18 kg/h, 400V 3~, EIN/AUS-Betrieb oder proportional Regelung, Einweg-Dampfzylinder | humiSteam Basic 18 kg/h, 400V 3~, ON/OFF or proportional, disposable cylinder
| UE018YLC00 | humiSteam Basic 18 kg/h, 400V 3~, ON/OFF or proportional, cleanable cylinder | humiSteam Basic 18 kg/h, 400V 3~, ON/OFF o proporzionale, cilindro apribile | humiSteam Basic 18 kg/h, 400V 3~, ON/OFF or proportional, cleanable cylinder | humiSteam Basic 18 kg/h, 400V 3~, ON/OFF ou proportionnel, cylindre ouvrant | humiSteam Basic 18 kg/h, 400V 3~, EIN/AUS-Betrieb oder proportional Regelung, Reinigungsfähig-Dampfzylinder | humiSteam Basic 18 kg/h, 400V 3~, ON/OFF or proportional, cleanable cylinder
| UE018YM000 | humiSteam Basic 18 kg/h, 460V 3~, ON/OFF or proportional, disposable cylinder | humiSteam Basic 18 kg/h, 460V 3~, ON/OFF o proporzionale, cilindro non apribile | humiSteam Basic 18 kg/h, 460V 3~, ON/OFF or proportional, disposable cylinder | humiSteam Basic 18 kg/h, 460V 3~, ON/OFF ou proportionnel, cylindre non ouvrant | humiSteam Basic 18 kg/h, 460V 3~, EIN/AUS-Betrieb oder proportional Regelung, Einweg-Dampfzylinder | humiSteam Basic 18 kg/h, 460V 3~, ON/OFF or proportional, disposable cylinder
| UE018YMC00 | humiSteam Basic 18 kg/h, 460V 3~, ON/OFF or proportional, cleanable cylinder | humiSteam Basic 18 kg/h, 460V 3~, ON/OFF o proporzionale, cilindro apribile | humiSteam Basic 18 kg/h, 460V 3~, ON/OFF or proportional, cleanable cylinder | humiSteam Basic 18 kg/h, 460V 3~, ON/OFF ou proportionnel, cylindre ouvrant | humiSteam Basic 18 kg/h, 460V 3~, EIN/AUS-Betrieb oder proportional Regelung, Reinigungsfähig-Dampfzylinder | humiSteam Basic 18 kg/h, 460V 3~, ON/OFF or proportional, cleanable cylinder
| UE018YN000 | humiSteam Basic 18 kg/h, 575V 3~, ON/OFF or proportional, disposable cylinder | humiSteam Basic 18 kg/h, 575V 3~, ON/OFF o proporzionale, cilindro non apribile | humiSteam Basic 18 kg/h, 575V 3~, ON/OFF or proportional, disposable cylinder | humiSteam Basic 18 kg/h, 575V 3~, ON/OFF ou proportionnel, cylindre non ouvrant | humiSteam Basic 18 kg/h, 575V 3~, EIN/AUS-Betrieb oder proportional Regelung, Einweg-Dampfzylinder | humiSteam Basic 18 kg/h, 575V 3~, ON/OFF or proportional, disposable cylinder
| UE018YNC00 | humiSteam Basic 18 kg/h, 575V 3~, ON/OFF or proportional, cleanable cylinder | humiSteam Basic 18 kg/h, 575V 3~, ON/OFF o proporzionale, cilindro apribile | humiSteam Basic 18 kg/h, 575V 3~, ON/OFF or proportional, cleanable cylinder | humiSteam Basic 18 kg/h, 575V 3~, ON/OFF ou proportionnel, cylindre ouvrant | humiSteam Basic 18 kg/h, 575V 3~, EIN/AUS-Betrieb oder proportional Regelung, Reinigungsfähig-Dampfzylinder | humiSteam Basic 18 kg/h, 575V 3~, ON/OFF or proportional, cleanable cylinder
| UE025YK000 | humiSteam Basic 25 kg/h, 230V 3~, ON/OFF or proportional, disposable cylinder | humiSteam Basic 25 kg/h, 230V 3~, ON/OFF o proporzionale, cilindro non apribile | humiSteam Basic 25 kg/h, 230V 3~, ON/OFF or proportional, disposable cylinder | humiSteam Basic 25 kg/h, 230V 3~, ON/OFF ou proportionnel, cylindre non ouvrant | humiSteam Basic 25 kg/h, 230V 3~, EIN/AUS-Betrieb oder proportional Regelung, Einweg-Dampfzylinder | humiSteam Basic 25 kg/h, 230V 3~, ON/OFF or proportional, disposable cylinder
| UE025YKC00 | humiSteam Basic 25 kg/h, 230V 3~, ON/OFF or proportional, cleanable cylinder | humiSteam Basic 25 kg/h, 230V 3~, ON/OFF o proporzionale, cilindro apribile | humiSteam Basic 25 kg/h, 230V 3~, ON/OFF or proportional, cleanable cylinder | humiSteam Basic 25 kg/h, 230V 3~, ON/OFF ou proportionnel, cylindre ouvrant | humiSteam Basic 25 kg/h, 230V 3~, EIN/AUS-Betrieb oder proportional Regelung, Reinigungsfähig-Dampfzylinder | humiSteam Basic 25 kg/h, 230V 3~, ON/OFF or proportional, cleanable cylinder
| UE025YL000 | humiSteam Basic 25 kg/h, 400V 3~, ON/OFF or proportional, disposable cylinder | humiSteam Basic 25 kg/h, 400V 3~, ON/OFF o proporzionale, cilindro non apribile | humiSteam Basic 25 kg/h, 400V 3~, ON/OFF or proportional, disposable cylinder | humiSteam Basic 25 kg/h, 400V 3~, ON/OFF ou proportionnel, cylindre non ouvrant | humiSteam Basic 25 kg/h, 400V 3~, EIN/AUS-Betrieb oder proportional Regelung, Einweg-Dampfzylinder | humiSteam Basic 25 kg/h, 400V 3~, ON/OFF or proportional, disposable cylinder
| UE025YLC00 | humiSteam Basic 25 kg/h, 400V 3~, ON/OFF or proportional, cleanable cylinder | humiSteam Basic 25 kg/h, 400V 3~, ON/OFF o proporzionale, cilindro apribile | humiSteam Basic 25 kg/h, 400V 3~, ON/OFF or proportional, cleanable cylinder | humiSteam Basic 25 kg/h, 400V 3~, ON/OFF ou proportionnel, cylindre ouvrant | humiSteam Basic 25 kg/h, 400V 3~, EIN/AUS-Betrieb oder proportional Regelung, Reinigungsfähig-Dampfzylinder | humiSteam Basic 25 kg/h, 400V 3~, ON/OFF or proportional, cleanable cylinder
| UE025YM000 | humiSteam Basic 25 kg/h, 460V 3~, ON/OFF or proportional, disposable cylinder | humiSteam Basic 25 kg/h, 460V 3~, ON/OFF o proporzionale, cilindro non apribile | humiSteam Basic 25 kg/h, 460V 3~, ON/OFF or proportional, disposable cylinder | humiSteam Basic 25 kg/h, 460V 3~, ON/OFF ou proportionnel, cylindre non ouvrant | humiSteam Basic 25 kg/h, 460V 3~, EIN/AUS-Betrieb oder proportional Regelung, Einweg-Dampfzylinder | humiSteam Basic 25 kg/h, 460V 3~, ON/OFF or proportional, disposable cylinder
| UE025YMC00 | humiSteam Basic 25 kg/h, 460V 3~, ON/OFF or proportional, cleanable cylinder | humiSteam Basic 25 kg/h, 460V 3~, ON/OFF o proporzionale, cilindro apribile | humiSteam Basic 25 kg/h, 460V 3~, ON/OFF or proportional, cleanable cylinder | humiSteam Basic 25 kg/h, 460V 3~, ON/OFF ou proportionnel, cylindre ouvrant | humiSteam Basic 25 kg/h, 460V 3~, EIN/AUS-Betrieb oder proportional Regelung, Reinigungsfähig-Dampfzylinder | humiSteam Basic 25 kg/h, 460V 3~, ON/OFF or proportional, cleanable cylinder
| UE025YN000 | humiSteam Basic 25 kg/h, 575V 3~, ON/OFF or proportional, disposable cylinder | humiSteam Basic 25 kg/h, 575V 3~, ON/OFF o proporzionale, cilindro non apribile | humiSteam Basic 25 kg/h, 575V 3~, ON/OFF or proportional, disposable cylinder | humiSteam Basic 25 kg/h, 575V 3~, ON/OFF ou proportionnel, cylindre non ouvrant | humiSteam Basic 25 kg/h, 575V 3~, EIN/AUS-Betrieb oder proportional Regelung, Einweg-Dampfzylinder | humiSteam Basic 25 kg/h, 575V 3~, ON/OFF or proportional, disposable cylinder
| UE025YNC00 | humiSteam Basic 25 kg/h, 575V 3~, ON/OFF or proportional, cleanable cylinder | humiSteam Basic 25 kg/h, 575V 3~, ON/OFF o proporzionale, cilindro apribile | humiSteam Basic 25 kg/h, 575V 3~, ON/OFF or proportional, cleanable cylinder | humiSteam Basic 25 kg/h, 575V 3~, ON/OFF ou proportionnel, cylindre ouvrant | humiSteam Basic 25 kg/h, 575V 3~, EIN/AUS-Betrieb oder proportional Regelung, Reinigungsfähig-Dampfzylinder | humiSteam Basic 25 kg/h, 575V 3~, ON/OFF or proportional, cleanable cylinder
| UE025YW000 | humiSteam Basic 25 kg/h, 208V 3~, ON/OFF or proportional, disposable cylinder | humiSteam Basic 25 kg/h, 208V 3~, ON/OFF o proporzionale, cilindro non apribile | humiSteam Basic 25 kg/h, 208V 3~, ON/OFF or proportional, disposable cylinder | humiSteam Basic 25 kg/h, 208V 3~, ON/OFF ou proportionnel, cylindre non ouvrant | humiSteam Basic 25 kg/h, 208V 3~, EIN/AUS-Betrieb oder proportional Regelung, Einweg-Dampfzylinder | humiSteam Basic 25 kg/h, 208V 3~, ON/OFF or proportional, disposable cylinder
| UE025YWC00 | humiSteam Basic 25 kg/h, 208V 3~, ON/OFF or proportional, cleanable cylinder | humiSteam Basic 25 kg/h, 208V 3~, ON/OFF o proporzionale, cilindro apribile | humiSteam Basic 25 kg/h, 208V 3~, ON/OFF or proportional, cleanable cylinder | humiSteam Basic 25 kg/h, 208V 3~, ON/OFF ou proportionnel, cylindre ouvrant | humiSteam Basic 25 kg/h, 208V 3~, EIN/AUS-Betrieb oder proportional Regelung, Reinigungsfähig-Dampfzylinder | humiSteam Basic 25 kg/h, 208V 3~, ON/OFF or proportional, cleanable cylinder
| UE035YK000 | humiSteam Basic 35 kg/h, 230V 3~, ON/OFF or proportional, disposable cylinder | humiSteam Basic 35 kg/h, 230V 3~, ON/OFF o proporzionale, cilindro non apribile | humiSteam Basic 35 kg/h, 230V 3~, ON/OFF or proportional, disposable cylinder | humiSteam Basic 35 kg/h, 230V 3~, ON/OFF ou proportionnel, cylindre non ouvrant | humiSteam Basic 35 kg/h, 230V 3~, EIN/AUS-Betrieb oder proportional Regelung, Einweg-Dampfzylinder | humiSteam Basic 35 kg/h, 230V 3~, ON/OFF or proportional, disposable cylinder
| UE035YKC00 | humiSteam Basic 35 kg/h, 230V 3~, ON/OFF or proportional, cleanable cylinder | humiSteam Basic 35 kg/h, 230V 3~, ON/OFF o proporzionale, cilindro apribile | humiSteam Basic 35 kg/h, 230V 3~, ON/OFF or proportional, cleanable cylinder | humiSteam Basic 35 kg/h, 230V 3~, ON/OFF ou proportionnel, cylindre ouvrant | humiSteam Basic 35 kg/h, 230V 3~, EIN/AUS-Betrieb oder proportional Regelung, Reinigungsfähig-Dampfzylinder | humiSteam Basic 35 kg/h, 230V 3~, ON/OFF or proportional, cleanable cylinder
| UE035YL000 | humiSteam Basic 35 kg/h, 400V 3~, ON/OFF or proportional, disposable cylinder | humiSteam Basic 35 kg/h, 400V 3~, ON/OFF o proporzionale, cilindro non apribile | humiSteam Basic 35 kg/h, 400V 3~, ON/OFF or proportional, disposable cylinder | humiSteam Basic 35 kg/h, 400V 3~, ON/OFF ou proportionnel, cylindre non ouvrant | humiSteam Basic 35 kg/h, 400V 3~, EIN/AUS-Betrieb oder proportional Regelung, Einweg-Dampfzylinder | humiSteam Basic 35 kg/h, 400V 3~, ON/OFF or proportional, disposable cylinder
| UE035YLC00 | humiSteam Basic 35 kg/h, 400V 3~, ON/OFF or proportional, cleanable cylinder | humiSteam Basic 35 kg/h, 400V 3~, ON/OFF o proporzionale, cilindro apribile | humiSteam Basic 35 kg/h, 400V 3~, ON/OFF or proportional, cleanable cylinder | humiSteam Basic 35 kg/h, 400V 3~, ON/OFF ou proportionnel, cylindre ouvrant | humiSteam Basic 35 kg/h, 400V 3~, EIN/AUS-Betrieb oder proportional Regelung, Reinigungsfähig-Dampfzylinder | humiSteam Basic 35 kg/h, 400V 3~, ON/OFF or proportional, cleanable cylinder
| UE035YM000 | humiSteam Basic 35 kg/h, 460V 3~, ON/OFF or proportional, disposable cylinder | humiSteam Basic 35 kg/h, 460V 3~, ON/OFF o proporzionale, cilindro non apribile | humiSteam Basic 35 kg/h, 460V 3~, ON/OFF or proportional, disposable cylinder | humiSteam Basic 35 kg/h, 460V 3~, ON/OFF ou proportionnel, cylindre non ouvrant | humiSteam Basic 35 kg/h, 460V 3~, EIN/AUS-Betrieb oder proportional Regelung, Einweg-Dampfzylinder | humiSteam Basic 35 kg/h, 460V 3~, ON/OFF or proportional, disposable cylinder
| UE035YMC00 | humiSteam Basic 35 kg/h, 460V 3~, ON/OFF or proportional, cleanable cylinder | humiSteam Basic 35 kg/h, 460V 3~, ON/OFF o proporzionale, cilindro apribile | humiSteam Basic 35 kg/h, 460V 3~, ON/OFF or proportional, cleanable cylinder | humiSteam Basic 35 kg/h, 460V 3~, ON/OFF ou proportionnel, cylindre ouvrant | humiSteam Basic 35 kg/h, 460V 3~, EIN/AUS-Betrieb oder proportional Regelung, Reinigungsfähig-Dampfzylinder | humiSteam Basic 35 kg/h, 460V 3~, ON/OFF or proportional, cleanable cylinder
| UE035YN000 | humiSteam Basic 35 kg/h, 575V 3~, ON/OFF or proportional, disposable cylinder | humiSteam Basic 35 kg/h, 575V 3~, ON/OFF o proporzionale, cilindro non apribile | humiSteam Basic 35 kg/h, 575V 3~, ON/OFF or proportional, disposable cylinder | humiSteam Basic 35 kg/h, 575V 3~, ON/OFF ou proportionnel, cylindre non ouvrant | humiSteam Basic 35 kg/h, 575V 3~, EIN/AUS-Betrieb oder proportional Regelung, Einweg-Dampfzylinder | humiSteam Basic 35 kg/h, 575V 3~, ON/OFF or proportional, disposable cylinder
| UE035YNC00 | humiSteam Basic 35 kg/h, 575V 3~, ON/OFF or proportional, cleanable cylinder | humiSteam Basic 35 kg/h, 575V 3~, ON/OFF o proporzionale, cilindro apribile | humiSteam Basic 35 kg/h, 575V 3~, ON/OFF or proportional, cleanable cylinder | humiSteam Basic 35 kg/h, 575V 3~, ON/OFF ou proportionnel, cylindre ouvrant | humiSteam Basic 35 kg/h, 575V 3~, EIN/AUS-Betrieb oder proportional Regelung, Reinigungsfähig-Dampfzylinder | humiSteam Basic 35 kg/h, 575V 3~, ON/OFF or proportional, cleanable cylinder
| UE035YW000 | humiSteam Basic 35 kg/h, 208V 3~, ON/OFF or proportional, disposable cylinder | humiSteam Basic 35 kg/h, 208V 3~, ON/OFF o proporzionale, cilindro non apribile | humiSteam Basic 35 kg/h, 208V 3~, ON/OFF or proportional, disposable cylinder | humiSteam Basic 35 kg/h, 208V 3~, ON/OFF ou proportionnel, cylindre non ouvrant | humiSteam Basic 35 kg/h, 208V 3~, EIN/AUS-Betrieb oder proportional Regelung, Einweg-Dampfzylinder | humiSteam Basic 35 kg/h, 208V 3~, ON/OFF or proportional, disposable cylinder
| UE035YWC00 | humiSteam Basic 35 kg/h, 208V 3~, ON/OFF or proportional, cleanable cylinder | humiSteam Basic 35 kg/h, 208V 3~, ON/OFF o proporzionale, cilindro apribile | humiSteam Basic 35 kg/h, 208V 3~, ON/OFF or proportional, cleanable cylinder | humiSteam Basic 35 kg/h, 208V 3~, ON/OFF ou proportionnel, cylindre ouvrant | humiSteam Basic 35 kg/h, 208V 3~, EIN/AUS-Betrieb oder proportional Regelung, Reinigungsfähig-Dampfzylinder | humiSteam Basic 35 kg/h, 208V 3~, ON/OFF or proportional, cleanable cylinder
| UE045YK000 | humiSteam Basic 45 kg/h, 230V 3~, ON/OFF or proportional, disposable cylinder | humiSteam Basic 45 kg/h, 230V 3~, ON/OFF o proporzionale, cilindro non apribile | humiSteam Basic 45 kg/h, 230V 3~, ON/OFF or proportional, disposable cylinder | humiSteam Basic 45 kg/h, 230V 3~, ON/OFF ou proportionnel, cylindre non ouvrant | humiSteam Basic 45 kg/h, 230V 3~, EIN/AUS-Betrieb oder proportional Regelung, Einweg-Dampfzylinder | humiSteam Basic 45 kg/h, 230V 3~, ON/OFF or proportional, disposable cylinder
| UE045YKC00 | humiSteam Basic 45 kg/h, 230V 3~, ON/OFF or proportional, cleanable cylinder | humiSteam Basic 45 kg/h, 230V 3~, ON/OFF o proporzionale, cilindro apribile | humiSteam Basic 45 kg/h, 230V 3~, ON/OFF or proportional, cleanable cylinder | humiSteam Basic 45 kg/h, 230V 3~, ON/OFF ou proportionnel, cylindre ouvrant | humiSteam Basic 45 kg/h, 230V 3~, EIN/AUS-Betrieb oder proportional Regelung, Reinigungsfähig-Dampfzylinder | humiSteam Basic 45 kg/h, 230V 3~, ON/OFF or proportional, cleanable cylinder
| UE045YL000 | humiSteam Basic 45 kg/h, 400V 3~, ON/OFF or proportional, disposable cylinder | humiSteam Basic 45 kg/h, 400V 3~, ON/OFF o proporzionale, cilindro non apribile | humiSteam Basic 45 kg/h, 400V 3~, ON/OFF or proportional, disposable cylinder | humiSteam Basic 45 kg/h, 400V 3~, ON/OFF ou proportionnel, cylindre non ouvrant | humiSteam Basic 45 kg/h, 400V 3~, EIN/AUS-Betrieb oder proportional Regelung, Einweg-Dampfzylinder | humiSteam Basic 45 kg/h, 400V 3~, ON/OFF or proportional, disposable cylinder
| UE045YLC00 | humiSteam Basic 45 kg/h, 400V 3~, ON/OFF or proportional, cleanable cylinder | humiSteam Basic 45 kg/h, 400V 3~, ON/OFF o proporzionale, cilindro apribile | humiSteam Basic 45 kg/h, 400V 3~, ON/OFF or proportional, cleanable cylinder | humiSteam Basic 45 kg/h, 400V 3~, ON/OFF ou proportionnel, cylindre ouvrant | humiSteam Basic 45 kg/h, 400V 3~, EIN/AUS-Betrieb oder proportional Regelung, Reinigungsfähig-Dampfzylinder | humiSteam Basic 45 kg/h, 400V 3~, ON/OFF or proportional, cleanable cylinder
| UE045YM000 | humiSteam Basic 45 kg/h, 460V 3~, ON/OFF or proportional, disposable cylinder | humiSteam Basic 45 kg/h, 460V 3~, ON/OFF o proporzionale, cilindro non apribile | humiSteam Basic 45 kg/h, 460V 3~, ON/OFF or proportional, disposable cylinder | humiSteam Basic 45 kg/h, 460V 3~, ON/OFF ou proportionnel, cylindre non ouvrant | humiSteam Basic 45 kg/h, 460V 3~, EIN/AUS-Betrieb oder proportional Regelung, Einweg-Dampfzylinder | humiSteam Basic 45 kg/h, 460V 3~, ON/OFF or proportional, disposable cylinder
| UE045YMC00 | humiSteam Basic 45 kg/h, 460V 3~, ON/OFF or proportional, cleanable cylinder | humiSteam Basic 45 kg/h, 460V 3~, ON/OFF o proporzionale, cilindro apribile | humiSteam Basic 45 kg/h, 460V 3~, ON/OFF or proportional, cleanable cylinder | humiSteam Basic 45 kg/h, 460V 3~, ON/OFF ou proportionnel, cylindre ouvrant | humiSteam Basic 45 kg/h, 460V 3~, EIN/AUS-Betrieb oder proportional Regelung, Reinigungsfähig-Dampfzylinder | humiSteam Basic 45 kg/h, 460V 3~, ON/OFF or proportional, cleanable cylinder
| UE045YN000 | humiSteam Basic 45 kg/h, 575V 3~, ON/OFF or proportional, disposable cylinder | humiSteam Basic 45 kg/h, 575V 3~, ON/OFF o proporzionale, cilindro non apribile | humiSteam Basic 45 kg/h, 575V 3~, ON/OFF or proportional, disposable cylinder | humiSteam Basic 45 kg/h, 575V 3~, ON/OFF ou proportionnel, cylindre non ouvrant | humiSteam Basic 45 kg/h, 575V 3~, EIN/AUS-Betrieb oder proportional Regelung, Einweg-Dampfzylinder | humiSteam Basic 45 kg/h, 575V 3~, ON/OFF or proportional, disposable cylinder
| UE045YNC00 | humiSteam Basic 45 kg/h, 575V 3~, ON/OFF or proportional, cleanable cylinder | humiSteam Basic 45 kg/h, 575V 3~, ON/OFF o proporzionale, cilindro apribile | humiSteam Basic 45 kg/h, 575V 3~, ON/OFF or proportional, cleanable cylinder | humiSteam Basic 45 kg/h, 575V 3~, ON/OFF ou proportionnel, cylindre ouvrant | humiSteam Basic 45 kg/h, 575V 3~, EIN/AUS-Betrieb oder proportional Regelung, Reinigungsfähig-Dampfzylinder | humiSteam Basic 45 kg/h, 575V 3~, ON/OFF or proportional, cleanable cylinder
| UE045YW000 | humiSteam Basic 45 kg/h, 208V 3~, ON/OFF or proportional, disposable cylinder | humiSteam Basic 45 kg/h, 208V 3~, ON/OFF o proporzionale, cilindro non apribile | humiSteam Basic 45 kg/h, 208V 3~, ON/OFF or proportional, disposable cylinder | humiSteam Basic 45 kg/h, 208V 3~, ON/OFF ou proportionnel, cylindre non ouvrant | humiSteam Basic 45 kg/h, 208V 3~, EIN/AUS-Betrieb oder proportional Regelung, Einweg-Dampfzylinder | humiSteam Basic 45 kg/h, 208V 3~, ON/OFF or proportional, disposable cylinder
| UE045YWC00 | humiSteam Basic 45 kg/h, 208V 3~, ON/OFF or proportional, cleanable cylinder | humiSteam Basic 45 kg/h, 208V 3~, ON/OFF o proporzionale, cilindro apribile | humiSteam Basic 45 kg/h, 208V 3~, ON/OFF or proportional, cleanable cylinder | humiSteam Basic 45 kg/h, 208V 3~, ON/OFF ou proportionnel, cylindre ouvrant | humiSteam Basic 45 kg/h, 208V 3~, EIN/AUS-Betrieb oder proportional Regelung, Reinigungsfähig-Dampfzylinder | humiSteam Basic 45 kg/h, 208V 3~, ON/OFF or proportional, cleanable cylinder
| UE065YL000 | humiSteam Basic 65 kg/h, 400V 3~, ON/OFF or proportional, disposable cylinder | humiSteam Basic 65 kg/h, 400V 3~, ON/OFF o proporzionale, cilindro non apribile | humiSteam Basic 65 kg/h, 400V 3~, ON/OFF or proportional, disposable cylinder | humiSteam Basic 65 kg/h, 400V 3~, ON/OFF ou proportionnel, cylindre non ouvrant | humiSteam Basic 65 kg/h, 400V 3~, EIN/AUS-Betrieb oder proportional Regelung, Einweg-Dampfzylinder | humiSteam Basic 65 kg/h, 400V 3~, ON/OFF or proportional, disposable cylinder
| UE065YLC00 | humiSteam Basic 65 kg/h, 400V 3~, ON/OFF or proportional, cleanable cylinder | humiSteam Basic 65 kg/h, 400V 3~, ON/OFF o proporzionale, cilindro apribile | humiSteam Basic 65 kg/h, 400V 3~, ON/OFF or proportional, cleanable cylinder | humiSteam Basic 65 kg/h, 400V 3~, ON/OFF ou proportionnel, cylindre ouvrant | humiSteam Basic 65 kg/h, 400V 3~, EIN/AUS-Betrieb oder proportional Regelung, Reinigungsfähig-Dampfzylinder | humiSteam Basic 65 kg/h, 400V 3~, ON/OFF or proportional, cleanable cylinder
| UE065YM000 | humiSteam Basic 65 kg/h, 460V 3~, ON/OFF or proportional, disposable cylinder | humiSteam Basic 65 kg/h, 460V 3~, ON/OFF o proporzionale, cilindro non apribile | humiSteam Basic 65 kg/h, 460V 3~, ON/OFF or proportional, disposable cylinder | humiSteam Basic 65 kg/h, 460V 3~, ON/OFF ou proportionnel, cylindre non ouvrant | humiSteam Basic 65 kg/h, 460V 3~, EIN/AUS-Betrieb oder proportional Regelung, Einweg-Dampfzylinder | humiSteam Basic 65 kg/h, 460V 3~, ON/OFF or proportional, disposable cylinder
| UE065YMC00 | humiSteam Basic 65 kg/h, 460V 3~, ON/OFF or proportional, cleanable cylinder | humiSteam Basic 65 kg/h, 460V 3~, ON/OFF o proporzionale, cilindro apribile | humiSteam Basic 65 kg/h, 460V 3~, ON/OFF or proportional, cleanable cylinder | humiSteam Basic 65 kg/h, 460V 3~, ON/OFF ou proportionnel, cylindre ouvrant | humiSteam Basic 65 kg/h, 460V 3~, EIN/AUS-Betrieb oder proportional Regelung, Reinigungsfähig-Dampfzylinder | humiSteam Basic 65 kg/h, 460V 3~, ON/OFF or proportional, cleanable cylinder
| UE065YN000 | humiSteam Basic 65 kg/h, 575V 3~, ON/OFF or proportional, disposable cylinder | humiSteam Basic 65 kg/h, 575V 3~, ON/OFF o proporzionale, cilindro non apribile | humiSteam Basic 65 kg/h, 575V 3~, ON/OFF or proportional, disposable cylinder | humiSteam Basic 65 kg/h, 575V 3~, ON/OFF ou proportionnel, cylindre non ouvrant | humiSteam Basic 65 kg/h, 575V 3~, EIN/AUS-Betrieb oder proportional Regelung, Einweg-Dampfzylinder | humiSteam Basic 65 kg/h, 575V 3~, ON/OFF or proportional, disposable cylinder
| UE065YNC00 | humiSteam Basic 65 kg/h, 575V 3~, ON/OFF or proportional, cleanable cylinder | humiSteam Basic 65 kg/h, 575V 3~, ON/OFF o proporzionale, cilindro apribile | humiSteam Basic 65 kg/h, 575V 3~, ON/OFF or proportional, cleanable cylinder | humiSteam Basic 65 kg/h, 575V 3~, ON/OFF ou proportionnel, cylindre ouvrant | humiSteam Basic 65 kg/h, 575V 3~, EIN/AUS-Betrieb oder proportional Regelung, Reinigungsfähig-Dampfzylinder | humiSteam Basic 65 kg/h, 575V 3~, ON/OFF or proportional, cleanable cylinder
| UE001XD000 | humiSteam X-plus 1,5 kg/h, 230Vac 1~, with regulation, disposable cylinder | humiSteam X-plus 1,5 kg/h, 230V 1~, regolazione integrata, cilindro non apribile | humiSteam X-plus 1,5 kg/h, 230Vac 1~, with regulation, disposable cylinder | humiSteam X-plus 1,5 kg/h, 230Vac 1~, avec régulateur, cylindre non ouvrant | humiSteam X-plus 1,5 kg/h, 230Vac 1~, mit Feuchte-Regelung, Einweg-Dampfzylinder | humiSteam X-plus 1,5 kg/h, 230Vac 1~, with regulation, disposable cylinder
| UE001XDC00 | humiSteam X-plus 1,5 kg/h, 230Vac 1~, with regulation, cleanable cylinder | humiSteam X-plus 1,5 kg/h, 230V 1~, regolazione integrata, cilindro apribile | humiSteam X-plus 1,5 kg/h, 230Vac 1~, with regulation, cleanable cylinder | humiSteam X-plus 1,5 kg/h, 230Vac 1~, avec régulateur, cylindre ouvrant | humiSteam X-plus 1,5 kg/h, 230Vac 1~, mit Feuchte-Regelung, Reinigungsfähig-Dampfzylinder | humiSteam X-plus 1,5 kg/h, 230Vac 1~, with regulation, cleanable cylinder
| UE001XU000 | humiSteam X-plus 1,5 kg/h, 208Vac 1~, with regulation, disposable cylinder | humiSteam X-plus 1,5 kg/h, 208V 1~, regolazione integrata, cilindro non apribile | humiSteam X-plus 1,5 kg/h, 208Vac 1~, with regulation, disposable cylinder | humiSteam X-plus 1,5 kg/h, 208Vac 1~, avec régulateur, cylindre non ouvrant | humiSteam X-plus 1,5 kg/h, 208Vac 1~, mit Feuchte-Regelung, Einweg-Dampfzylinder | humiSteam X-plus 1,5 kg/h, 208Vac 1~, with regulation, disposable cylinder
| UE001XUC00 | humiSteam X-plus 1,5 kg/h, 208Vac 1~, with regulation, cleanable cylinder | humiSteam X-plus 1,5 kg/h, 208V 1~, regolazione integrata, cilindro apribile | humiSteam X-plus 1,5 kg/h, 208Vac 1~, with regulation, cleanable cylinder | humiSteam X-plus 1,5 kg/h, 208Vac 1~, avec régulateur, cylindre ouvrant | humiSteam X-plus 1,5 kg/h, 208Vac 1~, mit Feuchte-Regelung, Reinigungsfähig-Dampfzylinder | humiSteam X-plus 1,5 kg/h, 208Vac 1~, with regulation, cleanable cylinder
| UE003XD000 | humiSteam X-plus 3 kg/h, 230Vac 1~, with regulation, disposable cylinder | humiSteam X-plus 3 kg/h, 230V 1~, regolazione integrata, cilindro non apribile | humiSteam X-plus 3 kg/h, 230Vac 1~, with regulation, disposable cylinder | humiSteam X-plus 3 kg/h, 230Vac 1~, avec régulateur, cylindre non ouvrant | humiSteam X-plus 3 kg/h, 230Vac 1~, mit Feuchte-Regelung, Einweg-Dampfzylinder | humiSteam X-plus 3 kg/h, 230Vac 1~, with regulation, disposable cylinder
| UE003XDC00 | humiSteam X-plus 3 kg/h, 230Vac 1~, with regulation, cleanable cylinder | humiSteam X-plus 3 kg/h, 230V 1~, regolazione integrata, cilindro apribile | humiSteam X-plus 3 kg/h, 230Vac 1~, with regulation, cleanable cylinder | humiSteam X-plus 3 kg/h, 230Vac 1~, avec régulateur, cylindre ouvrant | humiSteam X-plus 3 kg/h, 230Vac 1~, mit Feuchte-Regelung, Reinigungsfähig-Dampfzylinder | humiSteam X-plus 3 kg/h, 230Vac 1~, with regulation, cleanable cylinder
| UE003XK000 | humiSteam X-plus 3 kg/h, 230Vac 3~, with regulation, disposable cylinder | humiSteam X-plus 3 kg/h, 230V 3~, regolazione integrata, cilindro non apribile | humiSteam X-plus 3 kg/h, 230Vac 3~, with regulation, disposable cylinder | humiSteam X-plus 3 kg/h, 230Vac 3~, avec régulateur, cylindre non ouvrant | humiSteam X-plus 3 kg/h, 230Vac 3~, mit Feuchte-Regelung, Einweg-Dampfzylinder | humiSteam X-plus 3 kg/h, 230Vac 3~, with regulation, disposable cylinder
| UE003XKC00 | humiSteam X-plus 3 kg/h, 230Vac 3~, with regulation, cleanable cylinder | humiSteam X-plus 3 kg/h, 230V 3~, regolazione integrata, cilindro apribile | humiSteam X-plus 3 kg/h, 230Vac 3~, with regulation, cleanable cylinder | humiSteam X-plus 3 kg/h, 230Vac 3~, avec régulateur, cylindre ouvrant | humiSteam X-plus 3 kg/h, 230Vac 3~, mit Feuchte-Regelung, Reinigungsfähig-Dampfzylinder | humiSteam X-plus 3 kg/h, 230Vac 3~, with regulation, cleanable cylinder
| UE003XL000 | humiSteam X-plus 3 kg/h, 400Vac 3~, with regulation, disposable cylinder | humiSteam X-plus 3 kg/h, 400V 3~, regolazione integrata, cilindro non apribile | humiSteam X-plus 3 kg/h, 400Vac 3~, with regulation, disposable cylinder | humiSteam X-plus 3 kg/h, 400Vac 3~, avec régulateur, cylindre non ouvrant | humiSteam X-plus 3 kg/h, 400Vac 3~, mit Feuchte-Regelung, Einweg-Dampfzylinder | humiSteam X-plus 3 kg/h, 400Vac 3~, with regulation, disposable cylinder
| UE003XLC00 | humiSteam X-plus 3 kg/h, 400Vac 3~, with regulation, cleanable cylinder | humiSteam X-plus 3 kg/h, 400V 3~, regolazione integrata, cilindro apribile | humiSteam X-plus 3 kg/h, 400Vac 3~, with regulation, cleanable cylinder | humiSteam X-plus 3 kg/h, 400Vac 3~, avec régulateur, cylindre ouvrant | humiSteam X-plus 3 kg/h, 400Vac 3~, mit Feuchte-Regelung, Reinigungsfähig-Dampfzylinder | humiSteam X-plus 3 kg/h, 400Vac 3~, with regulation, cleanable cylinder
| UE003XM000 | humiSteam X-plus 3 kg/h, 460Vac 3~, with regulation, disposable cylinder | humiSteam X-plus 3 kg/h, 460V 3~, regolazione integrata, cilindro non apribile | humiSteam X-plus 3 kg/h, 460Vac 3~, with regulation, disposable cylinder | humiSteam X-plus 3 kg/h, 460Vac 3~, avec régulateur, cylindre non ouvrant | humiSteam X-plus 3 kg/h, 460Vac 3~, mit Feuchte-Regelung, Einweg-Dampfzylinder | humiSteam X-plus 3 kg/h, 460Vac 3~, with regulation, disposable cylinder
| UE003XMC00 | humiSteam X-plus 3 kg/h, 460Vac 3~, with regulation, cleanable cylinder | humiSteam X-plus 3 kg/h, 460V 3~, regolazione integrata, cilindro apribile | humiSteam X-plus 3 kg/h, 460Vac 3~, with regulation, cleanable cylinder | humiSteam X-plus 3 kg/h, 460Vac 3~, avec régulateur, cylindre ouvrant | humiSteam X-plus 3 kg/h, 460Vac 3~, mit Feuchte-Regelung, Reinigungsfähig-Dampfzylinder | humiSteam X-plus 3 kg/h, 460Vac 3~, with regulation, cleanable cylinder
| UE003XU000 | humiSteam X-plus 3 kg/h, 208Vac 1~, with regulation, disposable cylinder | humiSteam X-plus 3 kg/h, 208V 1~, regolazione integrata, cilindro non apribile | humiSteam X-plus 3 kg/h, 208Vac 1~, with regulation, disposable cylinder | humiSteam X-plus 3 kg/h, 208Vac 1~, avec régulateur, cylindre non ouvrant | humiSteam X-plus 3 kg/h, 208Vac 1~, mit Feuchte-Regelung, Einweg-Dampfzylinder | humiSteam X-plus 3 kg/h, 208Vac 1~, with regulation, disposable cylinder
| UE003XUC00 | humiSteam X-plus 3 kg/h, 208Vac 1~, with regulation, cleanable cylinder | humiSteam X-plus 3 kg/h, 208V 1~, regolazione integrata, cilindro apribile | humiSteam X-plus 3 kg/h, 208Vac 1~, with regulation, cleanable cylinder | humiSteam X-plus 3 kg/h, 208Vac 1~, avec régulateur, cylindre ouvrant | humiSteam X-plus 3 kg/h, 208Vac 1~, mit Feuchte-Regelung, Reinigungsfähig-Dampfzylinder | humiSteam X-plus 3 kg/h, 208Vac 1~, with regulation, cleanable cylinder
| UE003XW000 | humiSteam X-plus 3 kg/h, 208Vac 3~, with regulation, disposable cylinder | humiSteam X-plus 3 kg/h, 208V 3~, regolazione integrata, cilindro non apribile | humiSteam X-plus 3 kg/h, 208Vac 3~, with regulation, disposable cylinder | humiSteam X-plus 3 kg/h, 208Vac 3~, avec régulateur, cylindre non ouvrant | humiSteam X-plus 3 kg/h, 208Vac 3~, mit Feuchte-Regelung, Einweg-Dampfzylinder | humiSteam X-plus 3 kg/h, 208Vac 3~, with regulation, disposable cylinder
| UE003XWC00 | humiSteam X-plus 3 kg/h, 208Vac 3~, with regulation, cleanable cylinder | humiSteam X-plus 3 kg/h, 208V 3~, regolazione integrata, cilindro apribile | humiSteam X-plus 3 kg/h, 208Vac 3~, with regulation, cleanable cylinder | humiSteam X-plus 3 kg/h, 208Vac 3~, avec régulateur, cylindre ouvrant | humiSteam X-plus 3 kg/h, 208Vac 3~, mit Feuchte-Regelung, Reinigungsfähig-Dampfzylinder | humiSteam X-plus 3 kg/h, 208Vac 3~, with regulation, cleanable cylinder
| UE005XD000 | humiSteam X-plus 5 kg/h, 230Vac 1~, with regulation, disposable cylinder | humiSteam X-plus 5 kg/h, 230V 1~, regolazione integrata, cilindro non apribile | humiSteam X-plus 5 kg/h, 230Vac 1~, with regulation, disposable cylinder | humiSteam X-plus 5 kg/h, 230Vac 1~, avec régulateur, cylindre non ouvrant | humiSteam X-plus 5 kg/h, 230Vac 1~, mit Feuchte-Regelung, Einweg-Dampfzylinder | humiSteam X-plus 5 kg/h, 230Vac 1~, with regulation, disposable cylinder
| UE005XDC00 | humiSteam X-plus 5 kg/h, 230Vac 1~, with regulation, cleanable cylinder | humiSteam X-plus 5 kg/h, 230V 1~, regolazione integrata, cilindro apribile | humiSteam X-plus 5 kg/h, 230Vac 1~, with regulation, cleanable cylinder | humiSteam X-plus 5 kg/h, 230Vac 1~, avec régulateur, cylindre ouvrant | humiSteam X-plus 5 kg/h, 230Vac 1~, mit Feuchte-Regelung, Reinigungsfähig-Dampfzylinder | humiSteam X-plus 5 kg/h, 230Vac 1~, with regulation, cleanable cylinder
| UE005XK000 | humiSteam X-plus 5 kg/h, 230Vac 3~, with regulation, disposable cylinder | humiSteam X-plus 5 kg/h, 230V 3~, regolazione integrata, cilindro non apribile | humiSteam X-plus 5 kg/h, 230Vac 3~, with regulation, disposable cylinder | humiSteam X-plus 5 kg/h, 230Vac 3~, avec régulateur, cylindre non ouvrant | humiSteam X-plus 5 kg/h, 230Vac 3~, mit Feuchte-Regelung, Einweg-Dampfzylinder | humiSteam X-plus 5 kg/h, 230Vac 3~, with regulation, disposable cylinder
| UE005XKC00 | humiSteam X-plus 5 kg/h, 230Vac 3~, with regulation, cleanable cylinder | humiSteam X-plus 5 kg/h, 230V 3~, regolazione integrata, cilindro apribile | humiSteam X-plus 5 kg/h, 230Vac 3~, with regulation, cleanable cylinder | humiSteam X-plus 5 kg/h, 230Vac 3~, avec régulateur, cylindre ouvrant | humiSteam X-plus 5 kg/h, 230Vac 3~, mit Feuchte-Regelung, Reinigungsfähig-Dampfzylinder | humiSteam X-plus 5 kg/h, 230Vac 3~, with regulation, cleanable cylinder
| UE005XL000 | humiSteam X-plus 5 kg/h, 400Vac 3~, with regulation, disposable cylinder | humiSteam X-plus 5 kg/h, 400V 3~, regolazione integrata, cilindro non apribile | humiSteam X-plus 5 kg/h, 400Vac 3~, with regulation, disposable cylinder | humiSteam X-plus 5 kg/h, 400Vac 3~, avec régulateur, cylindre non ouvrant | humiSteam X-plus 5 kg/h, 400Vac 3~, mit Feuchte-Regelung, Einweg-Dampfzylinder | humiSteam X-plus 5 kg/h, 400Vac 3~, with regulation, disposable cylinder
| UE005XLC00 | humiSteam X-plus 5 kg/h, 400Vac 3~, with regulation, cleanable cylinder | humiSteam X-plus 5 kg/h, 400V 3~, regolazione integrata, cilindro apribile | humiSteam X-plus 5 kg/h, 400Vac 3~, with regulation, cleanable cylinder | humiSteam X-plus 5 kg/h, 400Vac 3~, avec régulateur, cylindre ouvrant | humiSteam X-plus 5 kg/h, 400Vac 3~, mit Feuchte-Regelung, Reinigungsfähig-Dampfzylinder | humiSteam X-plus 5 kg/h, 400Vac 3~, with regulation, cleanable cylinder
| UE005XM000 | humiSteam X-plus 5 kg/h, 460Vac 3~, with regulation, disposable cylinder | humiSteam X-plus 5 kg/h, 460V 3~, regolazione integrata, cilindro non apribile | humiSteam X-plus 5 kg/h, 460Vac 3~, with regulation, disposable cylinder | humiSteam X-plus 5 kg/h, 460Vac 3~, avec régulateur, cylindre non ouvrant | humiSteam X-plus 5 kg/h, 460Vac 3~, mit Feuchte-Regelung, Einweg-Dampfzylinder | humiSteam X-plus 5 kg/h, 460Vac 3~, with regulation, disposable cylinder
| UE005XMC00 | humiSteam X-plus 5 kg/h, 460Vac 3~, with regulation, cleanable cylinder | humiSteam X-plus 5 kg/h, 460V 3~, regolazione integrata, cilindro apribile | humiSteam X-plus 5 kg/h, 460Vac 3~, with regulation, cleanable cylinder | humiSteam X-plus 5 kg/h, 460Vac 3~, avec régulateur, cylindre ouvrant | humiSteam X-plus 5 kg/h, 460Vac 3~, mit Feuchte-Regelung, Reinigungsfähig-Dampfzylinder | humiSteam X-plus 5 kg/h, 460Vac 3~, with regulation, cleanable cylinder
| UE005XN000 | humiSteam X-plus 5 kg/h, 575Vac 3~, with regulation, disposable cylinder | humiSteam X-plus 5 kg/h, 575V 3~, regolazione integrata, cilindro non apribile | humiSteam X-plus 5 kg/h, 575Vac 3~, with regulation, disposable cylinder | humiSteam X-plus 5 kg/h, 575Vac 3~, avec régulateur, cylindre non ouvrant | humiSteam X-plus 5 kg/h, 575Vac 3~, mit Feuchte-Regelung, Einweg-Dampfzylinder | humiSteam X-plus 5 kg/h, 575Vac 3~, with regulation, disposable cylinder
| UE005XNC00 | humiSteam X-plus 5 kg/h, 575Vac 3~, with regulation, cleanable cylinder | humiSteam X-plus 5 kg/h, 575V 3~, regolazione integrata, cilindro apribile | humiSteam X-plus 5 kg/h, 575Vac 3~, with regulation, cleanable cylinder | humiSteam X-plus 5 kg/h, 575Vac 3~, avec régulateur, cylindre ouvrant | humiSteam X-plus 5 kg/h, 575Vac 3~, mit Feuchte-Regelung, Reinigungsfähig-Dampfzylinder | humiSteam X-plus 5 kg/h, 575Vac 3~, with regulation, cleanable cylinder
| UE005XU000 | humiSteam X-plus 5 kg/h, 208Vac 1~, with regulation, disposable cylinder | humiSteam X-plus 5 kg/h, 208V 1~, regolazione integrata, cilindro non apribile | humiSteam X-plus 5 kg/h, 208Vac 1~, with regulation, disposable cylinder | humiSteam X-plus 5 kg/h, 208Vac 1~, avec régulateur, cylindre non ouvrant | humiSteam X-plus 5 kg/h, 208Vac 1~, mit Feuchte-Regelung, Einweg-Dampfzylinder | humiSteam X-plus 5 kg/h, 208Vac 1~, with regulation, disposable cylinder
| UE005XUC00 | humiSteam X-plus 5 kg/h, 208Vac 1~, with regulation, cleanable cylinder | humiSteam X-plus 5 kg/h, 208V 1~, regolazione integrata, cilindro apribile | humiSteam X-plus 5 kg/h, 208Vac 1~, with regulation, cleanable cylinder | humiSteam X-plus 5 kg/h, 208Vac 1~, avec régulateur, cylindre ouvrant | humiSteam X-plus 5 kg/h, 208Vac 1~, mit Feuchte-Regelung, Reinigungsfähig-Dampfzylinder | humiSteam X-plus 5 kg/h, 208Vac 1~, with regulation, cleanable cylinder
| UE005XW000 | humiSteam X-plus 5 kg/h, 208Vac 3~, with regulation, disposable cylinder | humiSteam X-plus 5 kg/h, 208V 3~, regolazione integrata, cilindro non apribile | humiSteam X-plus 5 kg/h, 208Vac 3~, with regulation, disposable cylinder | humiSteam X-plus 5 kg/h, 208Vac 3~, avec régulateur, cylindre non ouvrant | humiSteam X-plus 5 kg/h, 208Vac 3~, mit Feuchte-Regelung, Einweg-Dampfzylinder | humiSteam X-plus 5 kg/h, 208Vac 3~, with regulation, disposable cylinder
| UE005XWC00 | humiSteam X-plus 5 kg/h, 208Vac 3~, with regulation, cleanable cylinder | humiSteam X-plus 5 kg/h, 208V 3~, regolazione integrata, cilindro apribile | humiSteam X-plus 5 kg/h, 208Vac 3~, with regulation, cleanable cylinder | humiSteam X-plus 5 kg/h, 208Vac 3~, avec régulateur, cylindre ouvrant | humiSteam X-plus 5 kg/h, 208Vac 3~, mit Feuchte-Regelung, Reinigungsfähig-Dampfzylinder | humiSteam X-plus 5 kg/h, 208Vac 3~, with regulation, cleanable cylinder
| UE008XK000 | humiSteam X-plus 8 kg/h, 230Vac 3~, with regulation, disposable cylinder | humiSteam X-plus 8 kg/h, 230V 3~, regolazione integrata, cilindro non apribile | humiSteam X-plus 8 kg/h, 230Vac 3~, with regulation, disposable cylinder | humiSteam X-plus 8 kg/h, 230Vac 3~, avec régulateur, cylindre non ouvrant | humiSteam X-plus 8 kg/h, 230Vac 3~, mit Feuchte-Regelung, Einweg-Dampfzylinder | humiSteam X-plus 8 kg/h, 230Vac 3~, with regulation, disposable cylinder
| UE008XKC00 | humiSteam X-plus 8 kg/h, 230Vac 3~, with regulation, cleanable cylinder | humiSteam X-plus 8 kg/h, 230V 3~, regolazione integrata, cilindro apribile | humiSteam X-plus 8 kg/h, 230Vac 3~, with regulation, cleanable cylinder | humiSteam X-plus 8 kg/h, 230Vac 3~, avec régulateur, cylindre ouvrant | humiSteam X-plus 8 kg/h, 230Vac 3~, mit Feuchte-Regelung, Reinigungsfähig-Dampfzylinder | humiSteam X-plus 8 kg/h, 230Vac 3~, with regulation, cleanable cylinder
| UE008XL000 | humiSteam X-plus 8 kg/h, 400Vac 3~, with regulation, disposable cylinder | humiSteam X-plus 8 kg/h, 400V 3~, regolazione integrata, cilindro non apribile | humiSteam X-plus 8 kg/h, 400Vac 3~, with regulation, disposable cylinder | humiSteam X-plus 8 kg/h, 400Vac 3~, avec régulateur, cylindre non ouvrant | humiSteam X-plus 8 kg/h, 400Vac 3~, mit Feuchte-Regelung, Einweg-Dampfzylinder | humiSteam X-plus 8 kg/h, 400Vac 3~, with regulation, disposable cylinder
| UE008XLC00 | humiSteam X-plus 8 kg/h, 400Vac 3~, with regulation, cleanable cylinder | humiSteam X-plus 8 kg/h, 400V 3~, regolazione integrata, cilindro apribile | humiSteam X-plus 8 kg/h, 400Vac 3~, with regulation, cleanable cylinder | humiSteam X-plus 8 kg/h, 400Vac 3~, avec régulateur, cylindre ouvrant | humiSteam X-plus 8 kg/h, 400Vac 3~, mit Feuchte-Regelung, Reinigungsfähig-Dampfzylinder | humiSteam X-plus 8 kg/h, 400Vac 3~, with regulation, cleanable cylinder
| UE008XM000 | humiSteam X-plus 8 kg/h, 460Vac 3~, with regulation, disposable cylinder | humiSteam X-plus 8 kg/h, 460V 3~, regolazione integrata, cilindro non apribile | humiSteam X-plus 8 kg/h, 460Vac 3~, with regulation, disposable cylinder | humiSteam X-plus 8 kg/h, 460Vac 3~, avec régulateur, cylindre non ouvrant | humiSteam X-plus 8 kg/h, 460Vac 3~, mit Feuchte-Regelung, Einweg-Dampfzylinder | humiSteam X-plus 8 kg/h, 460Vac 3~, with regulation, disposable cylinder
| UE008XMC00 | humiSteam X-plus 8 kg/h, 460Vac 3~, with regulation, cleanable cylinder | humiSteam X-plus 8 kg/h, 460V 3~, regolazione integrata, cilindro apribile | humiSteam X-plus 8 kg/h, 460Vac 3~, with regulation, cleanable cylinder | humiSteam X-plus 8 kg/h, 460Vac 3~, avec régulateur, cylindre ouvrant | humiSteam X-plus 8 kg/h, 460Vac 3~, mit Feuchte-Regelung, Reinigungsfähig-Dampfzylinder | humiSteam X-plus 8 kg/h, 460Vac 3~, with regulation, cleanable cylinder
| UE008XN000 | humiSteam X-plus 8 kg/h, 575Vac 3~, with regulation, disposable cylinder | humiSteam X-plus 8 kg/h, 575V 3~, regolazione integrata, cilindro non apribile | humiSteam X-plus 8 kg/h, 575Vac 3~, with regulation, disposable cylinder | humiSteam X-plus 8 kg/h, 575Vac 3~, avec régulateur, cylindre non ouvrant | humiSteam X-plus 8 kg/h, 575Vac 3~, mit Feuchte-Regelung, Einweg-Dampfzylinder | humiSteam X-plus 8 kg/h, 575Vac 3~, with regulation, disposable cylinder
| UE008XNC00 | humiSteam X-plus 8 kg/h, 575Vac 3~, with regulation, cleanable cylinder | humiSteam X-plus 8 kg/h, 575V 3~, regolazione integrata, cilindro apribile | humiSteam X-plus 8 kg/h, 575Vac 3~, with regulation, cleanable cylinder | humiSteam X-plus 8 kg/h, 575Vac 3~, avec régulateur, cylindre ouvrant | humiSteam X-plus 8 kg/h, 575Vac 3~, mit Feuchte-Regelung, Reinigungsfähig-Dampfzylinder | humiSteam X-plus 8 kg/h, 575Vac 3~, with regulation, cleanable cylinder
| UE008XW000 | humiSteam X-plus 8 kg/h, 208Vac 3~, with regulation, disposable cylinder | humiSteam X-plus 8 kg/h, 208V 3~, regolazione integrata, cilindro non apribile | humiSteam X-plus 8 kg/h, 208Vac 3~, with regulation, disposable cylinder | humiSteam X-plus 8 kg/h, 208Vac 3~, avec régulateur, cylindre non ouvrant | humiSteam X-plus 8 kg/h, 208Vac 3~, mit Feuchte-Regelung, Einweg-Dampfzylinder | humiSteam X-plus 8 kg/h, 208Vac 3~, with regulation, disposable cylinder
| UE008XWC00 | humiSteam X-plus 8 kg/h, 208Vac 3~, with regulation, cleanable cylinder | humiSteam X-plus 8 kg/h, 208V 3~, regolazione integrata, cilindro apribile | humiSteam X-plus 8 kg/h, 208Vac 3~, with regulation, cleanable cylinder | humiSteam X-plus 8 kg/h, 208Vac 3~, avec régulateur, cylindre ouvrant | humiSteam X-plus 8 kg/h, 208Vac 3~, mit Feuchte-Regelung, Reinigungsfähig-Dampfzylinder | humiSteam X-plus 8 kg/h, 208Vac 3~, with regulation, cleanable cylinder
| UE009XD000 | humiSteam X-plus 9 kg/h, 230Vac 1~, with regulation, disposable cylinder | humiSteam X-plus 9 kg/h, 230V 1~, regolazione integrata, cilindro non apribile | humiSteam X-plus 9 kg/h, 230Vac 1~, with regulation, disposable cylinder | humiSteam X-plus 9 kg/h, 230Vac 1~, avec régulateur, cylindre non ouvrant | humiSteam X-plus 9 kg/h, 230Vac 1~, mit Feuchte-Regelung, Einweg-Dampfzylinder | humiSteam X-plus 9 kg/h, 230Vac 1~, with regulation, disposable cylinder
| UE009XDC00 | humiSteam X-plus 9 kg/h, 230Vac 1~, with regulation, cleanable cylinder | humiSteam X-plus 9 kg/h, 230V 1~, regolazione integrata, cilindro apribile | humiSteam X-plus 9 kg/h, 230Vac 1~, with regulation, cleanable cylinder | humiSteam X-plus 9 kg/h, 230Vac 1~, avec régulateur, cylindre ouvrant | humiSteam X-plus 9 kg/h, 230Vac 1~, mit Feuchte-Regelung, Reinigungsfähig-Dampfzylinder | humiSteam X-plus 9 kg/h, 230Vac 1~, with regulation, cleanable cylinder
| UE009XU000 | humiSteam X-plus 9 kg/h, 208Vac 1~, with regulation, disposable cylinder | humiSteam X-plus 9 kg/h, 208V 1~, regolazione integrata, cilindro non apribile | humiSteam X-plus 9 kg/h, 208Vac 1~, with regulation, disposable cylinder | humiSteam X-plus 9 kg/h, 208Vac 1~, avec régulateur, cylindre non ouvrant | humiSteam X-plus 9 kg/h, 208Vac 1~, mit Feuchte-Regelung, Einweg-Dampfzylinder | humiSteam X-plus 9 kg/h, 208Vac 1~, with regulation, disposable cylinder
| UE009XUC00 | humiSteam X-plus 9 kg/h, 208Vac 1~, with regulation, cleanable cylinder | humiSteam X-plus 9 kg/h, 208V 1~, regolazione integrata, cilindro apribile | humiSteam X-plus 9 kg/h, 208Vac 1~, with regulation, cleanable cylinder | humiSteam X-plus 9 kg/h, 208Vac 1~, avec régulateur, cylindre ouvrant | humiSteam X-plus 9 kg/h, 208Vac 1~, mit Feuchte-Regelung, Reinigungsfähig-Dampfzylinder | humiSteam X-plus 9 kg/h, 208Vac 1~, with regulation, cleanable cylinder
| UE010XK000 | humiSteam X-plus 10 kg/h, 230Vac 3~, with regulation, disposable cylinder | humiSteam X-plus 10 kg/h, 230V 3~, regolazione integrata, cilindro non apribile | humiSteam X-plus 10 kg/h, 230Vac 3~, with regulation, disposable cylinder | humiSteam X-plus 10 kg/h, 230Vac 3~, avec régulateur, cylindre non ouvrant | humiSteam X-plus 10 kg/h, 230Vac 3~, mit Feuchte-Regelung, Einweg-Dampfzylinder | humiSteam X-plus 10 kg/h, 230Vac 3~, with regulation, disposable cylinder
| UE010XKC00 | humiSteam X-plus 10 kg/h, 230Vac 3~, with regulation, cleanable cylinder | humiSteam X-plus 10 kg/h, 230V 3~, regolazione integrata, cilindro apribile | humiSteam X-plus 10 kg/h, 230Vac 3~, with regulation, cleanable cylinder | humiSteam X-plus 10 kg/h, 230Vac 3~, avec régulateur, cylindre ouvrant | humiSteam X-plus 10 kg/h, 230Vac 3~, mit Feuchte-Regelung, Reinigungsfähig-Dampfzylinder | humiSteam X-plus 10 kg/h, 230Vac 3~, with regulation, cleanable cylinder
| UE010XL000 | humiSteam X-plus 10 kg/h, 400Vac 3~, with regulation, disposable cylinder | humiSteam X-plus 10 kg/h, 400V 3~, regolazione integrata, cilindro non apribile | humiSteam X-plus 10 kg/h, 400Vac 3~, with regulation, disposable cylinder | humiSteam X-plus 10 kg/h, 400Vac 3~, avec régulateur, cylindre non ouvrant | humiSteam X-plus 10 kg/h, 400Vac 3~, mit Feuchte-Regelung, Einweg-Dampfzylinder | humiSteam X-plus 10 kg/h, 400Vac 3~, with regulation, disposable cylinder
| UE010XLC00 | humiSteam X-plus 10 kg/h, 400Vac 3~, with regulation, cleanable cylinder | humiSteam X-plus 10 kg/h, 400V 3~, regolazione integrata, cilindro apribile | humiSteam X-plus 10 kg/h, 400Vac 3~, with regulation, cleanable cylinder | humiSteam X-plus 10 kg/h, 400Vac 3~, avec régulateur, cylindre ouvrant | humiSteam X-plus 10 kg/h, 400Vac 3~, mit Feuchte-Regelung, Reinigungsfähig-Dampfzylinder | humiSteam X-plus 10 kg/h, 400Vac 3~, with regulation, cleanable cylinder
| UE010XM000 | humiSteam X-plus 10 kg/h, 460Vac 3~, with regulation, disposable cylinder | humiSteam X-plus 10 kg/h, 460V 3~, regolazione integrata, cilindro non apribile | humiSteam X-plus 10 kg/h, 460Vac 3~, with regulation, disposable cylinder | humiSteam X-plus 10 kg/h, 460Vac 3~, avec régulateur, cylindre non ouvrant | humiSteam X-plus 10 kg/h, 460Vac 3~, mit Feuchte-Regelung, Einweg-Dampfzylinder | humiSteam X-plus 10 kg/h, 460Vac 3~, with regulation, disposable cylinder
| UE010XMC00 | humiSteam X-plus 10 kg/h, 460Vac 3~, with regulation, cleanable cylinder | humiSteam X-plus 10 kg/h, 460V 3~, regolazione integrata, cilindro apribile | humiSteam X-plus 10 kg/h, 460Vac 3~, with regulation, cleanable cylinder | humiSteam X-plus 10 kg/h, 460Vac 3~, avec régulateur, cylindre ouvrant | humiSteam X-plus 10 kg/h, 460Vac 3~, mit Feuchte-Regelung, Reinigungsfähig-Dampfzylinder | humiSteam X-plus 10 kg/h, 460Vac 3~, with regulation, cleanable cylinder
| UE010XN000 | humiSteam X-plus 10 kg/h, 575Vac 3~, with regulation, disposable cylinder | humiSteam X-plus 10 kg/h, 575V 3~, regolazione integrata, cilindro non apribile | humiSteam X-plus 10 kg/h, 575Vac 3~, with regulation, disposable cylinder | humiSteam X-plus 10 kg/h, 575Vac 3~, avec régulateur, cylindre non ouvrant | humiSteam X-plus 10 kg/h, 575Vac 3~, mit Feuchte-Regelung, Einweg-Dampfzylinder | humiSteam X-plus 10 kg/h, 575Vac 3~, with regulation, disposable cylinder
| UE010XNC00 | humiSteam X-plus 10 kg/h, 575Vac 3~, with regulation, cleanable cylinder | humiSteam X-plus 10 kg/h, 575V 3~, regolazione integrata, cilindro apribile | humiSteam X-plus 10 kg/h, 575Vac 3~, with regulation, cleanable cylinder | humiSteam X-plus 10 kg/h, 575Vac 3~, avec régulateur, cylindre ouvrant | humiSteam X-plus 10 kg/h, 575Vac 3~, mit Feuchte-Regelung, Reinigungsfähig-Dampfzylinder | humiSteam X-plus 10 kg/h, 575Vac 3~, with regulation, cleanable cylinder
| UE010XW000 | humiSteam X-plus 10 kg/h, 208Vac 3~, with regulation, disposable cylinder | humiSteam X-plus 10 kg/h, 208V 3~, regolazione integrata, cilindro non apribile | humiSteam X-plus 10 kg/h, 208Vac 3~, with regulation, disposable cylinder | humiSteam X-plus 10 kg/h, 208Vac 3~, avec régulateur, cylindre non ouvrant | humiSteam X-plus 10 kg/h, 208Vac 3~, mit Feuchte-Regelung, Einweg-Dampfzylinder | humiSteam X-plus 10 kg/h, 208Vac 3~, with regulation, disposable cylinder
| UE010XWC00 | humiSteam X-plus 10 kg/h, 208Vac 3~, with regulation, cleanable cylinder | humiSteam X-plus 10 kg/h, 208V 3~, regolazione integrata, cilindro apribile | humiSteam X-plus 10 kg/h, 208Vac 3~, with regulation, cleanable cylinder | humiSteam X-plus 10 kg/h, 208Vac 3~, avec régulateur, cylindre ouvrant | humiSteam X-plus 10 kg/h, 208Vac 3~, mit Feuchte-Regelung, Reinigungsfähig-Dampfzylinder | humiSteam X-plus 10 kg/h, 208Vac 3~, with regulation, cleanable cylinder
| UE015XK000 | humiSteam X-plus 15 kg/h, 230Vac 3~, with regulation, disposable cylinder | humiSteam X-plus 15 kg/h, 230V 3~, regolazione integrata, cilindro non apribile | humiSteam X-plus 15 kg/h, 230Vac 3~, with regulation, disposable cylinder | humiSteam X-plus 15 kg/h, 230Vac 3~, avec régulateur, cylindre non ouvrant | humiSteam X-plus 15 kg/h, 230Vac 3~, mit Feuchte-Regelung, Einweg-Dampfzylinder | humiSteam X-plus 15 kg/h, 230Vac 3~, with regulation, disposable cylinder
| UE015XKC00 | humiSteam X-plus 15 kg/h, 230Vac 3~, with regulation, cleanable cylinder | humiSteam X-plus 15 kg/h, 230V 3~, regolazione integrata, cilindro apribile | humiSteam X-plus 15 kg/h, 230Vac 3~, with regulation, cleanable cylinder | humiSteam X-plus 15 kg/h, 230Vac 3~, avec régulateur, cylindre ouvrant | humiSteam X-plus 15 kg/h, 230Vac 3~, mit Feuchte-Regelung, Reinigungsfähig-Dampfzylinder | humiSteam X-plus 15 kg/h, 230Vac 3~, with regulation, cleanable cylinder
| UE015XL000 | humiSteam X-plus 15 kg/h, 400Vac 3~, with regulation, disposable cylinder | humiSteam X-plus 15 kg/h, 400V 3~, regolazione integrata, cilindro non apribile | humiSteam X-plus 15 kg/h, 400Vac 3~, with regulation, disposable cylinder | humiSteam X-plus 15 kg/h, 400Vac 3~, avec régulateur, cylindre non ouvrant | humiSteam X-plus 15 kg/h, 400Vac 3~, mit Feuchte-Regelung, Einweg-Dampfzylinder | humiSteam X-plus 15 kg/h, 400Vac 3~, with regulation, disposable cylinder
| UE015XLC00 | humiSteam X-plus 15 kg/h, 400Vac 3~, with regulation, cleanable cylinder | humiSteam X-plus 15 kg/h, 400V 3~, regolazione integrata, cilindro apribile | humiSteam X-plus 15 kg/h, 400Vac 3~, with regulation, cleanable cylinder | humiSteam X-plus 15 kg/h, 400Vac 3~, avec régulateur, cylindre ouvrant | humiSteam X-plus 15 kg/h, 400Vac 3~, mit Feuchte-Regelung, Reinigungsfähig-Dampfzylinder | humiSteam X-plus 15 kg/h, 400Vac 3~, with regulation, cleanable cylinder
| UE015XM000 | humiSteam X-plus 15 kg/h, 460Vac 3~, with regulation, disposable cylinder | humiSteam X-plus 15 kg/h, 460V 3~, regolazione integrata, cilindro non apribile | humiSteam X-plus 15 kg/h, 460Vac 3~, with regulation, disposable cylinder | humiSteam X-plus 15 kg/h, 460Vac 3~, avec régulateur, cylindre non ouvrant | humiSteam X-plus 15 kg/h, 460Vac 3~, mit Feuchte-Regelung, Einweg-Dampfzylinder | humiSteam X-plus 15 kg/h, 460Vac 3~, with regulation, disposable cylinder
| UE015XMC00 | humiSteam X-plus 15 kg/h, 460Vac 3~, with regulation, cleanable cylinder | humiSteam X-plus 15 kg/h, 460V 3~, regolazione integrata, cilindro apribile | humiSteam X-plus 15 kg/h, 460Vac 3~, with regulation, cleanable cylinder | humiSteam X-plus 15 kg/h, 460Vac 3~, avec régulateur, cylindre ouvrant | humiSteam X-plus 15 kg/h, 460Vac 3~, mit Feuchte-Regelung, Reinigungsfähig-Dampfzylinder | humiSteam X-plus 15 kg/h, 460Vac 3~, with regulation, cleanable cylinder
| UE015XN000 | humiSteam X-plus 15 kg/h, 575Vac 3~, with regulation, disposable cylinder | humiSteam X-plus 15 kg/h, 575V 3~, regolazione integrata, cilindro non apribile | humiSteam X-plus 15 kg/h, 575Vac 3~, with regulation, disposable cylinder | humiSteam X-plus 15 kg/h, 575Vac 3~, avec régulateur, cylindre non ouvrant | humiSteam X-plus 15 kg/h, 575Vac 3~, mit Feuchte-Regelung, Einweg-Dampfzylinder | humiSteam X-plus 15 kg/h, 575Vac 3~, with regulation, disposable cylinder
| UE015XNC00 | humiSteam X-plus 15 kg/h, 575Vac 3~, with regulation, cleanable cylinder | humiSteam X-plus 15 kg/h, 575V 3~, regolazione integrata, cilindro apribile | humiSteam X-plus 15 kg/h, 575Vac 3~, with regulation, cleanable cylinder | humiSteam X-plus 15 kg/h, 575Vac 3~, avec régulateur, cylindre ouvrant | humiSteam X-plus 15 kg/h, 575Vac 3~, mit Feuchte-Regelung, Reinigungsfähig-Dampfzylinder | humiSteam X-plus 15 kg/h, 575Vac 3~, with regulation, cleanable cylinder
| UE015XW000 | humiSteam X-plus 15 kg/h, 208Vac 3~, with regulation, disposable cylinder | humiSteam X-plus 15 kg/h, 208V 3~, regolazione integrata, cilindro non apribile | humiSteam X-plus 15 kg/h, 208Vac 3~, with regulation, disposable cylinder | humiSteam X-plus 15 kg/h, 208Vac 3~, avec régulateur, cylindre non ouvrant | humiSteam X-plus 15 kg/h, 208Vac 3~, mit Feuchte-Regelung, Einweg-Dampfzylinder | humiSteam X-plus 15 kg/h, 208Vac 3~, with regulation, disposable cylinder
| UE015XWC00 | humiSteam X-plus 15 kg/h, 208Vac 3~, with regulation, cleanable cylinder | humiSteam X-plus 15 kg/h, 208V 3~, regolazione integrata, cilindro apribile | humiSteam X-plus 15 kg/h, 208Vac 3~, with regulation, cleanable cylinder | humiSteam X-plus 15 kg/h, 208Vac 3~, avec régulateur, cylindre ouvrant | humiSteam X-plus 15 kg/h, 208Vac 3~, mit Feuchte-Regelung, Reinigungsfähig-Dampfzylinder | humiSteam X-plus 15 kg/h, 208Vac 3~, with regulation, cleanable cylinder
| UE018XL000 | humiSteam X-plus 18 kg/h, 400Vac 3~, with regulation, disposable cylinder | humiSteam X-plus 18 kg/h, 400V 3~, regolazione integrata, cilindro non apribile | humiSteam X-plus 18 kg/h, 400Vac 3~, with regulation, disposable cylinder | humiSteam X-plus 18 kg/h, 400Vac 3~, avec régulateur, cylindre non ouvrant | humiSteam X-plus 18 kg/h, 400Vac 3~, mit Feuchte-Regelung, Einweg-Dampfzylinder | humiSteam X-plus 18 kg/h, 400Vac 3~, with regulation, disposable cylinder
| UE018XLC00 | humiSteam X-plus 18 kg/h, 400Vac 3~, with regulation, cleanable cylinder | humiSteam X-plus 18 kg/h, 400V 3~, regolazione integrata, cilindro apribile | humiSteam X-plus 18 kg/h, 400Vac 3~, with regulation, cleanable cylinder | humiSteam X-plus 18 kg/h, 400Vac 3~, avec régulateur, cylindre ouvrant | humiSteam X-plus 18 kg/h, 400Vac 3~, mit Feuchte-Regelung, Reinigungsfähig-Dampfzylinder | humiSteam X-plus 18 kg/h, 400Vac 3~, with regulation, cleanable cylinder
| UE018XM000 | humiSteam X-plus 18 kg/h, 460Vac 3~, with regulation, disposable cylinder | humiSteam X-plus 18 kg/h, 460V 3~, regolazione integrata, cilindro non apribile | humiSteam X-plus 18 kg/h, 460Vac 3~, with regulation, disposable cylinder | humiSteam X-plus 18 kg/h, 460Vac 3~, avec régulateur, cylindre non ouvrant | humiSteam X-plus 18 kg/h, 460Vac 3~, mit Feuchte-Regelung, Einweg-Dampfzylinder | humiSteam X-plus 18 kg/h, 460Vac 3~, with regulation, disposable cylinder
| UE018XMC00 | humiSteam X-plus 18 kg/h, 460Vac 3~, with regulation, cleanable cylinder | humiSteam X-plus 18 kg/h, 460V 3~, regolazione integrata, cilindro apribile | humiSteam X-plus 18 kg/h, 460Vac 3~, with regulation, cleanable cylinder | humiSteam X-plus 18 kg/h, 460Vac 3~, avec régulateur, cylindre ouvrant | humiSteam X-plus 18 kg/h, 460Vac 3~, mit Feuchte-Regelung, Reinigungsfähig-Dampfzylinder | humiSteam X-plus 18 kg/h, 460Vac 3~, with regulation, cleanable cylinder
| UE018XN000 | humiSteam X-plus 18 kg/h, 575Vac 3~, with regulation, disposable cylinder | humiSteam X-plus 18 kg/h, 575V 3~, regolazione integrata, cilindro non apribile | humiSteam X-plus 18 kg/h, 575Vac 3~, with regulation, disposable cylinder | humiSteam X-plus 18 kg/h, 575Vac 3~, avec régulateur, cylindre non ouvrant | humiSteam X-plus 18 kg/h, 575Vac 3~, mit Feuchte-Regelung, Einweg-Dampfzylinder | humiSteam X-plus 18 kg/h, 575Vac 3~, with regulation, disposable cylinder
| UE018XNC00 | humiSteam X-plus 18 kg/h, 575Vac 3~, with regulation, cleanable cylinder | humiSteam X-plus 18 kg/h, 575V 3~, regolazione integrata, cilindro apribile | humiSteam X-plus 18 kg/h, 575Vac 3~, with regulation, cleanable cylinder | humiSteam X-plus 18 kg/h, 575Vac 3~, avec régulateur, cylindre ouvrant | humiSteam X-plus 18 kg/h, 575Vac 3~, mit Feuchte-Regelung, Reinigungsfähig-Dampfzylinder | humiSteam X-plus 18 kg/h, 575Vac 3~, with regulation, cleanable cylinder
| UE025XK000 | humiSteam X-plus 25 kg/h, 230Vac 3~, with regulation, disposable cylinder | humiSteam X-plus 25 kg/h, 230V 3~, regolazione integrata, cilindro non apribile | humiSteam X-plus 25 kg/h, 230Vac 3~, with regulation, disposable cylinder | humiSteam X-plus 25 kg/h, 230Vac 3~, avec régulateur, cylindre non ouvrant | humiSteam X-plus 25 kg/h, 230Vac 3~, mit Feuchte-Regelung, Einweg-Dampfzylinder | humiSteam X-plus 25 kg/h, 230Vac 3~, with regulation, disposable cylinder
| UE025XKC00 | humiSteam X-plus 25 kg/h, 230Vac 3~, with regulation, cleanable cylinder | humiSteam X-plus 25 kg/h, 230V 3~, regolazione integrata, cilindro apribile | humiSteam X-plus 25 kg/h, 230Vac 3~, with regulation, cleanable cylinder | humiSteam X-plus 25 kg/h, 230Vac 3~, avec régulateur, cylindre ouvrant | humiSteam X-plus 25 kg/h, 230Vac 3~, mit Feuchte-Regelung, Reinigungsfähig-Dampfzylinder | humiSteam X-plus 25 kg/h, 230Vac 3~, with regulation, cleanable cylinder
| UE025XL000 | humiSteam X-plus 25 kg/h, 400Vac 3~, with regulation, disposable cylinder | humiSteam X-plus 25 kg/h, 400V 3~, regolazione integrata, cilindro non apribile | humiSteam X-plus 25 kg/h, 400Vac 3~, with regulation, disposable cylinder | humiSteam X-plus 25 kg/h, 400Vac 3~, avec régulateur, cylindre non ouvrant | humiSteam X-plus 25 kg/h, 400Vac 3~, mit Feuchte-Regelung, Einweg-Dampfzylinder | humiSteam X-plus 25 kg/h, 400Vac 3~, with regulation, disposable cylinder
| UE025XLC00 | humiSteam X-plus 25 kg/h, 400Vac 3~, with regulation, cleanable cylinder | humiSteam X-plus 25 kg/h, 400V 3~, regolazione integrata, cilindro apribile | humiSteam X-plus 25 kg/h, 400Vac 3~, with regulation, cleanable cylinder | humiSteam X-plus 25 kg/h, 400Vac 3~, avec régulateur, cylindre ouvrant | humiSteam X-plus 25 kg/h, 400Vac 3~, mit Feuchte-Regelung, Reinigungsfähig-Dampfzylinder | humiSteam X-plus 25 kg/h, 400Vac 3~, with regulation, cleanable cylinder
| UE025XM000 | humiSteam X-plus 25 kg/h, 460Vac 3~, with regulation, disposable cylinder | humiSteam X-plus 25 kg/h, 460V 3~, regolazione integrata, cilindro non apribile | humiSteam X-plus 25 kg/h, 460Vac 3~, with regulation, disposable cylinder | humiSteam X-plus 25 kg/h, 460Vac 3~, avec régulateur, cylindre non ouvrant | humiSteam X-plus 25 kg/h, 460Vac 3~, mit Feuchte-Regelung, Einweg-Dampfzylinder | humiSteam X-plus 25 kg/h, 460Vac 3~, with regulation, disposable cylinder
| UE025XMC00 | humiSteam X-plus 25 kg/h, 460Vac 3~, with regulation, cleanable cylinder | humiSteam X-plus 25 kg/h, 460V 3~, regolazione integrata, cilindro apribile | humiSteam X-plus 25 kg/h, 460Vac 3~, with regulation, cleanable cylinder | humiSteam X-plus 25 kg/h, 460Vac 3~, avec régulateur, cylindre ouvrant | humiSteam X-plus 25 kg/h, 460Vac 3~, mit Feuchte-Regelung, Reinigungsfähig-Dampfzylinder | humiSteam X-plus 25 kg/h, 460Vac 3~, with regulation, cleanable cylinder
| UE025XN000 | humiSteam X-plus 25 kg/h, 575Vac 3~, with regulation, disposable cylinder | humiSteam X-plus 25 kg/h, 575V 3~, regolazione integrata, cilindro non apribile | humiSteam X-plus 25 kg/h, 575Vac 3~, with regulation, disposable cylinder | humiSteam X-plus 25 kg/h, 575Vac 3~, avec régulateur, cylindre non ouvrant | humiSteam X-plus 25 kg/h, 575Vac 3~, mit Feuchte-Regelung, Einweg-Dampfzylinder | humiSteam X-plus 25 kg/h, 575Vac 3~, with regulation, disposable cylinder
| UE025XNC00 | humiSteam X-plus 25 kg/h, 575Vac 3~, with regulation, cleanable cylinder | humiSteam X-plus 25 kg/h, 575V 3~, regolazione integrata, cilindro apribile | humiSteam X-plus 25 kg/h, 575Vac 3~, with regulation, cleanable cylinder | humiSteam X-plus 25 kg/h, 575Vac 3~, avec régulateur, cylindre ouvrant | humiSteam X-plus 25 kg/h, 575Vac 3~, mit Feuchte-Regelung, Reinigungsfähig-Dampfzylinder | humiSteam X-plus 25 kg/h, 575Vac 3~, with regulation, cleanable cylinder
| UE025XW000 | humiSteam X-plus 25 kg/h, 208Vac 3~, with regulation, disposable cylinder | humiSteam X-plus 25 kg/h, 208V 3~, regolazione integrata, cilindro non apribile | humiSteam X-plus 25 kg/h, 208Vac 3~, with regulation, disposable cylinder | humiSteam X-plus 25 kg/h, 208Vac 3~, avec régulateur, cylindre non ouvrant | humiSteam X-plus 25 kg/h, 208Vac 3~, mit Feuchte-Regelung, Einweg-Dampfzylinder | humiSteam X-plus 25 kg/h, 208Vac 3~, with regulation, disposable cylinder
| UE025XWC00 | humiSteam X-plus 25 kg/h, 208Vac 3~, with regulation, cleanable cylinder | humiSteam X-plus 25 kg/h, 208V 3~, regolazione integrata, cilindro apribile | humiSteam X-plus 25 kg/h, 208Vac 3~, with regulation, cleanable cylinder | humiSteam X-plus 25 kg/h, 208Vac 3~, avec régulateur, cylindre ouvrant | humiSteam X-plus 25 kg/h, 208Vac 3~, mit Feuchte-Regelung, Reinigungsfähig-Dampfzylinder | humiSteam X-plus 25 kg/h, 208Vac 3~, with regulation, cleanable cylinder
| UE035XK000 | humiSteam X-plus 35 kg/h, 230Vac 3~, with regulation, disposable cylinder | humiSteam X-plus 35 kg/h, 230V 3~, regolazione integrata, cilindro non apribile | humiSteam X-plus 35 kg/h, 230Vac 3~, with regulation, disposable cylinder | humiSteam X-plus 35 kg/h, 230Vac 3~, avec régulateur, cylindre non ouvrant | humiSteam X-plus 35 kg/h, 230Vac 3~, mit Feuchte-Regelung, Einweg-Dampfzylinder | humiSteam X-plus 35 kg/h, 230Vac 3~, with regulation, disposable cylinder
| UE035XKC00 | humiSteam X-plus 35 kg/h, 230Vac 3~, with regulation, cleanable cylinder | humiSteam X-plus 35 kg/h, 230V 3~, regolazione integrata, cilindro apribile | humiSteam X-plus 35 kg/h, 230Vac 3~, with regulation, cleanable cylinder | humiSteam X-plus 35 kg/h, 230Vac 3~, avec régulateur, cylindre ouvrant | humiSteam X-plus 35 kg/h, 230Vac 3~, mit Feuchte-Regelung, Reinigungsfähig-Dampfzylinder | humiSteam X-plus 35 kg/h, 230Vac 3~, with regulation, cleanable cylinder
| UE035XL000 | humiSteam X-plus 35 kg/h, 400Vac 3~, with regulation, disposable cylinder | humiSteam X-plus 35 kg/h, 400V 3~, regolazione integrata, cilindro non apribile | humiSteam X-plus 35 kg/h, 400Vac 3~, with regulation, disposable cylinder | humiSteam X-plus 35 kg/h, 400Vac 3~, avec régulateur, cylindre non ouvrant | humiSteam X-plus 35 kg/h, 400Vac 3~, mit Feuchte-Regelung, Einweg-Dampfzylinder | humiSteam X-plus 35 kg/h, 400Vac 3~, with regulation, disposable cylinder
| UE035XLC00 | humiSteam X-plus 35 kg/h, 400Vac 3~, with regulation, cleanable cylinder | humiSteam X-plus 35 kg/h, 400V 3~, regolazione integrata, cilindro apribile | humiSteam X-plus 35 kg/h, 400Vac 3~, with regulation, cleanable cylinder | humiSteam X-plus 35 kg/h, 400Vac 3~, avec régulateur, cylindre ouvrant | humiSteam X-plus 35 kg/h, 400Vac 3~, mit Feuchte-Regelung, Reinigungsfähig-Dampfzylinder | humiSteam X-plus 35 kg/h, 400Vac 3~, with regulation, cleanable cylinder
| UE035XM000 | humiSteam X-plus 35 kg/h, 460Vac 3~, with regulation, disposable cylinder | humiSteam X-plus 35 kg/h, 460V 3~, regolazione integrata, cilindro non apribile | humiSteam X-plus 35 kg/h, 460Vac 3~, with regulation, disposable cylinder | humiSteam X-plus 35 kg/h, 460Vac 3~, avec régulateur, cylindre non ouvrant | humiSteam X-plus 35 kg/h, 460Vac 3~, mit Feuchte-Regelung, Einweg-Dampfzylinder | humiSteam X-plus 35 kg/h, 460Vac 3~, with regulation, disposable cylinder
| UE035XMC00 | humiSteam X-plus 35 kg/h, 460Vac 3~, with regulation, cleanable cylinder | humiSteam X-plus 35 kg/h, 460V 3~, regolazione integrata, cilindro apribile | humiSteam X-plus 35 kg/h, 460Vac 3~, with regulation, cleanable cylinder | humiSteam X-plus 35 kg/h, 460Vac 3~, avec régulateur, cylindre ouvrant | humiSteam X-plus 35 kg/h, 460Vac 3~, mit Feuchte-Regelung, Reinigungsfähig-Dampfzylinder | humiSteam X-plus 35 kg/h, 460Vac 3~, with regulation, cleanable cylinder
| UE035XN000 | humiSteam X-plus 35 kg/h, 575Vac 3~, with regulation, disposable cylinder | humiSteam X-plus 35 kg/h, 575V 3~, regolazione integrata, cilindro non apribile | humiSteam X-plus 35 kg/h, 575Vac 3~, with regulation, disposable cylinder | humiSteam X-plus 35 kg/h, 575Vac 3~, avec régulateur, cylindre non ouvrant | humiSteam X-plus 35 kg/h, 575Vac 3~, mit Feuchte-Regelung, Einweg-Dampfzylinder | humiSteam X-plus 35 kg/h, 575Vac 3~, with regulation, disposable cylinder
| UE035XNC00 | humiSteam X-plus 35 kg/h, 575Vac 3~, with regulation, cleanable cylinder | humiSteam X-plus 35 kg/h, 575V 3~, regolazione integrata, cilindro apribile | humiSteam X-plus 35 kg/h, 575Vac 3~, with regulation, cleanable cylinder | humiSteam X-plus 35 kg/h, 575Vac 3~, avec régulateur, cylindre ouvrant | humiSteam X-plus 35 kg/h, 575Vac 3~, mit Feuchte-Regelung, Reinigungsfähig-Dampfzylinder | humiSteam X-plus 35 kg/h, 575Vac 3~, with regulation, cleanable cylinder
| UE035XW000 | humiSteam X-plus 35 kg/h, 208Vac 3~, with regulation, disposable cylinder | humiSteam X-plus 35 kg/h, 208V 3~, regolazione integrata, cilindro non apribile | humiSteam X-plus 35 kg/h, 208Vac 3~, with regulation, disposable cylinder | humiSteam X-plus 35 kg/h, 208Vac 3~, avec régulateur, cylindre non ouvrant | humiSteam X-plus 35 kg/h, 208Vac 3~, mit Feuchte-Regelung, Einweg-Dampfzylinder | humiSteam X-plus 35 kg/h, 208Vac 3~, with regulation, disposable cylinder
| UE035XWC00 | humiSteam X-plus 35 kg/h, 208Vac 3~, with regulation, cleanable cylinder | humiSteam X-plus 35 kg/h, 208V 3~, regolazione integrata, cilindro apribile | humiSteam X-plus 35 kg/h, 208Vac 3~, with regulation, cleanable cylinder | humiSteam X-plus 35 kg/h, 208Vac 3~, avec régulateur, cylindre ouvrant | humiSteam X-plus 35 kg/h, 208Vac 3~, mit Feuchte-Regelung, Reinigungsfähig-Dampfzylinder | humiSteam X-plus 35 kg/h, 208Vac 3~, with regulation, cleanable cylinder
| UE045XK000 | humiSteam X-plus 45 kg/h, 230Vac 3~, with regulation, disposable cylinder | humiSteam X-plus 45 kg/h, 230V 3~, regolazione integrata, cilindro non apribile | humiSteam X-plus 45 kg/h, 230Vac 3~, with regulation, disposable cylinder | humiSteam X-plus 45 kg/h, 230Vac 3~, avec régulateur, cylindre non ouvrant | humiSteam X-plus 45 kg/h, 230Vac 3~, mit Feuchte-Regelung, Einweg-Dampfzylinder | humiSteam X-plus 45 kg/h, 230Vac 3~, with regulation, disposable cylinder
| UE045XKC00 | humiSteam X-plus 45 kg/h, 230Vac 3~, with regulation, cleanable cylinder | humiSteam X-plus 45 kg/h, 230V 3~, regolazione integrata, cilindro apribile | humiSteam X-plus 45 kg/h, 230Vac 3~, with regulation, cleanable cylinder | humiSteam X-plus 45 kg/h, 230Vac 3~, avec régulateur, cylindre ouvrant | humiSteam X-plus 45 kg/h, 230Vac 3~, mit Feuchte-Regelung, Reinigungsfähig-Dampfzylinder | humiSteam X-plus 45 kg/h, 230Vac 3~, with regulation, cleanable cylinder
| UE045XL000 | humiSteam X-plus 45 kg/h, 400Vac 3~, with regulation, disposable cylinder | humiSteam X-plus 45 kg/h, 400V 3~, regolazione integrata, cilindro non apribile | humiSteam X-plus 45 kg/h, 400Vac 3~, with regulation, disposable cylinder | humiSteam X-plus 45 kg/h, 400Vac 3~, avec régulateur, cylindre non ouvrant | humiSteam X-plus 45 kg/h, 400Vac 3~, mit Feuchte-Regelung, Einweg-Dampfzylinder | humiSteam X-plus 45 kg/h, 400Vac 3~, with regulation, disposable cylinder
| UE045XLC00 | humiSteam X-plus 45 kg/h, 400Vac 3~, with regulation, cleanable cylinder | humiSteam X-plus 45 kg/h, 400V 3~, regolazione integrata, cilindro apribile | humiSteam X-plus 45 kg/h, 400Vac 3~, with regulation, cleanable cylinder | humiSteam X-plus 45 kg/h, 400Vac 3~, avec régulateur, cylindre ouvrant | humiSteam X-plus 45 kg/h, 400Vac 3~, mit Feuchte-Regelung, Reinigungsfähig-Dampfzylinder | humiSteam X-plus 45 kg/h, 400Vac 3~, with regulation, cleanable cylinder
| UE045XM000 | humiSteam X-plus 45 kg/h, 460Vac 3~, with regulation, disposable cylinder | humiSteam X-plus 45 kg/h, 460V 3~, regolazione integrata, cilindro non apribile | humiSteam X-plus 45 kg/h, 460Vac 3~, with regulation, disposable cylinder | humiSteam X-plus 45 kg/h, 460Vac 3~, avec régulateur, cylindre non ouvrant | humiSteam X-plus 45 kg/h, 460Vac 3~, mit Feuchte-Regelung, Einweg-Dampfzylinder | humiSteam X-plus 45 kg/h, 460Vac 3~, with regulation, disposable cylinder
| UE045XMC00 | humiSteam X-plus 45 kg/h, 460Vac 3~, with regulation, cleanable cylinder | humiSteam X-plus 45 kg/h, 460V 3~, regolazione integrata, cilindro apribile | humiSteam X-plus 45 kg/h, 460Vac 3~, with regulation, cleanable cylinder | humiSteam X-plus 45 kg/h, 460Vac 3~, avec régulateur, cylindre ouvrant | humiSteam X-plus 45 kg/h, 460Vac 3~, mit Feuchte-Regelung, Reinigungsfähig-Dampfzylinder | humiSteam X-plus 45 kg/h, 460Vac 3~, with regulation, cleanable cylinder
| UE045XN000 | humiSteam X-plus 45 kg/h, 575Vac 3~, with regulation, disposable cylinder | humiSteam X-plus 45 kg/h, 575V 3~, regolazione integrata, cilindro non apribile | humiSteam X-plus 45 kg/h, 575Vac 3~, with regulation, disposable cylinder | humiSteam X-plus 45 kg/h, 575Vac 3~, avec régulateur, cylindre non ouvrant | humiSteam X-plus 45 kg/h, 575Vac 3~, mit Feuchte-Regelung, Einweg-Dampfzylinder | humiSteam X-plus 45 kg/h, 575Vac 3~, with regulation, disposable cylinder
| UE045XNC00 | humiSteam X-plus 45 kg/h, 575Vac 3~, with regulation, cleanable cylinder | humiSteam X-plus 45 kg/h, 575V 3~, regolazione integrata, cilindro apribile | humiSteam X-plus 45 kg/h, 575Vac 3~, with regulation, cleanable cylinder | humiSteam X-plus 45 kg/h, 575Vac 3~, avec régulateur, cylindre ouvrant | humiSteam X-plus 45 kg/h, 575Vac 3~, mit Feuchte-Regelung, Reinigungsfähig-Dampfzylinder | humiSteam X-plus 45 kg/h, 575Vac 3~, with regulation, cleanable cylinder
| UE045XW000 | humiSteam X-plus 45 kg/h, 208Vac 3~, with regulation, disposable cylinder | humiSteam X-plus 45 kg/h, 208V 3~, regolazione integrata, cilindro non apribile | humiSteam X-plus 45 kg/h, 208Vac 3~, with regulation, disposable cylinder | humiSteam X-plus 45 kg/h, 208Vac 3~, avec régulateur, cylindre non ouvrant | humiSteam X-plus 45 kg/h, 208Vac 3~, mit Feuchte-Regelung, Einweg-Dampfzylinder | humiSteam X-plus 45 kg/h, 208Vac 3~, with regulation, disposable cylinder
| UE045XWC00 | humiSteam X-plus 45 kg/h, 208Vac 3~, with regulation, cleanable cylinder | humiSteam X-plus 45 kg/h, 208V 3~, regolazione integrata, cilindro apribile | humiSteam X-plus 45 kg/h, 208Vac 3~, with regulation, cleanable cylinder | humiSteam X-plus 45 kg/h, 208Vac 3~, avec régulateur, cylindre ouvrant | humiSteam X-plus 45 kg/h, 208Vac 3~, mit Feuchte-Regelung, Reinigungsfähig-Dampfzylinder | humiSteam X-plus 45 kg/h, 208Vac 3~, with regulation, cleanable cylinder
| UE065XL000 | humiSteam X-plus 65 kg/h, 400Vac 3~, with regulation, disposable cylinder | humiSteam X-plus 65 kg/h, 400V 3~, regolazione integrata, cilindro non apribile | humiSteam X-plus 65 kg/h, 400Vac 3~, with regulation, disposable cylinder | humiSteam X-plus 65 kg/h, 400Vac 3~, avec régulateur, cylindre non ouvrant | humiSteam X-plus 65 kg/h, 400Vac 3~, mit Feuchte-Regelung, Einweg-Dampfzylinder | humiSteam X-plus 65 kg/h, 400Vac 3~, with regulation, disposable cylinder
| UE065XLC00 | humiSteam X-plus 65 kg/h, 400Vac 3~, with regulation, cleanable cylinder | humiSteam X-plus 65 kg/h, 400V 3~, regolazione integrata, cilindro apribile | humiSteam X-plus 65 kg/h, 400Vac 3~, with regulation, cleanable cylinder | humiSteam X-plus 65 kg/h, 400Vac 3~, avec régulateur, cylindre ouvrant | humiSteam X-plus 65 kg/h, 400Vac 3~, mit Feuchte-Regelung, Reinigungsfähig-Dampfzylinder | humiSteam X-plus 65 kg/h, 400Vac 3~, with regulation, cleanable cylinder
| UE065XM000 | humiSteam X-plus 65 kg/h, 460Vac 3~, with regulation, disposable cylinder | humiSteam X-plus 65 kg/h, 460V 3~, regolazione integrata, cilindro non apribile | humiSteam X-plus 65 kg/h, 460Vac 3~, with regulation, disposable cylinder | humiSteam X-plus 65 kg/h, 460Vac 3~, avec régulateur, cylindre non ouvrant | humiSteam X-plus 65 kg/h, 460Vac 3~, mit Feuchte-Regelung, Einweg-Dampfzylinder | humiSteam X-plus 65 kg/h, 460Vac 3~, with regulation, disposable cylinder
| UE065XMC00 | humiSteam X-plus 65 kg/h, 460Vac 3~, with regulation, cleanable cylinder | humiSteam X-plus 65 kg/h, 460V 3~, regolazione integrata, cilindro apribile | humiSteam X-plus 65 kg/h, 460Vac 3~, with regulation, cleanable cylinder | humiSteam X-plus 65 kg/h, 460Vac 3~, avec régulateur, cylindre ouvrant | humiSteam X-plus 65 kg/h, 460Vac 3~, mit Feuchte-Regelung, Reinigungsfähig-Dampfzylinder | humiSteam X-plus 65 kg/h, 460Vac 3~, with regulation, cleanable cylinder
| UE065XN000 | humiSteam X-plus 65 kg/h, 575Vac 3~, with regulation, disposable cylinder | humiSteam X-plus 65 kg/h, 575V 3~, regolazione integrata, cilindro non apribile | humiSteam X-plus 65 kg/h, 575Vac 3~, with regulation, disposable cylinder | humiSteam X-plus 65 kg/h, 575Vac 3~, avec régulateur, cylindre non ouvrant | humiSteam X-plus 65 kg/h, 575Vac 3~, mit Feuchte-Regelung, Einweg-Dampfzylinder | humiSteam X-plus 65 kg/h, 575Vac 3~, with regulation, disposable cylinder
| UE065XNC00 | humiSteam X-plus 65 kg/h, 575Vac 3~, with regulation, cleanable cylinder | humiSteam X-plus 65 kg/h, 575V 3~, regolazione integrata, cilindro apribile | humiSteam X-plus 65 kg/h, 575Vac 3~, with regulation, cleanable cylinder | humiSteam X-plus 65 kg/h, 575Vac 3~, avec régulateur, cylindre ouvrant | humiSteam X-plus 65 kg/h, 575Vac 3~, mit Feuchte-Regelung, Reinigungsfähig-Dampfzylinder | humiSteam X-plus 65 kg/h, 575Vac 3~, with regulation, cleanable cylinder
| UE090XL000 | humiSteam X-plus 90 kg/h, 400Vac 3~, with regulation, disposable cylinder | humiSteam X-plus 90 kg/h, 400V 3~, regolazione integrata, cilindro non apribile | humiSteam X-plus 90 kg/h, 400Vac 3~, with regulation, disposable cylinder | humiSteam X-plus 90 kg/h, 400Vac 3~, avec régulateur, cylindre non ouvrant | humiSteam X-plus 90 kg/h, 400Vac 3~, mit Feuchte-Regelung, Einweg-Dampfzylinder | humiSteam X-plus 90 kg/h, 400Vac 3~, with regulation, disposable cylinder
| UE090XLC00 | humiSteam X-plus 90 kg/h, 400Vac 3~, with regulation, cleanable cylinder | humiSteam X-plus 90 kg/h, 400V 3~, regolazione integrata, cilindro apribile | humiSteam X-plus 90 kg/h, 400Vac 3~, with regulation, cleanable cylinder | humiSteam X-plus 90 kg/h, 400Vac 3~, avec régulateur, cylindre ouvrant | humiSteam X-plus 90 kg/h, 400Vac 3~, mit Feuchte-Regelung, Reinigungsfähig-Dampfzylinder | humiSteam X-plus 90 kg/h, 400Vac 3~, with regulation, cleanable cylinder
| UE090XM000 | humiSteam X-plus 90 kg/h, 460Vac 3~, with regulation, disposable cylinder | humiSteam X-plus 90 kg/h, 460V 3~, regolazione integrata, cilindro non apribile | humiSteam X-plus 90 kg/h, 460Vac 3~, with regulation, disposable cylinder | humiSteam X-plus 90 kg/h, 460Vac 3~, avec régulateur, cylindre non ouvrant | humiSteam X-plus 90 kg/h, 460Vac 3~, mit Feuchte-Regelung, Einweg-Dampfzylinder | humiSteam X-plus 90 kg/h, 460Vac 3~, with regulation, disposable cylinder
| UE090XMC00 | humiSteam X-plus 90 kg/h, 460Vac 3~, with regulation, cleanable cylinder | humiSteam X-plus 90 kg/h, 460V 3~, regolazione integrata, cilindro apribile | humiSteam X-plus 90 kg/h, 460Vac 3~, with regulation, cleanable cylinder | humiSteam X-plus 90 kg/h, 460Vac 3~, avec régulateur, cylindre ouvrant | humiSteam X-plus 90 kg/h, 460Vac 3~, mit Feuchte-Regelung, Reinigungsfähig-Dampfzylinder | humiSteam X-plus 90 kg/h, 460Vac 3~, with regulation, cleanable cylinder
| UE090XN000 | humiSteam X-plus 90 kg/h, 575Vac 3~, with regulation, disposable cylinder | humiSteam X-plus 90 kg/h, 575V 3~, regolazione integrata, cilindro non apribile | humiSteam X-plus 90 kg/h, 575Vac 3~, with regulation, disposable cylinder | humiSteam X-plus 90 kg/h, 575Vac 3~, avec régulateur, cylindre non ouvrant | humiSteam X-plus 90 kg/h, 575Vac 3~, mit Feuchte-Regelung, Einweg-Dampfzylinder | humiSteam X-plus 90 kg/h, 575Vac 3~, with regulation, disposable cylinder
| UE090XNC00 | humiSteam X-plus 90 kg/h, 575Vac 3~, with regulation, cleanable cylinder | humiSteam X-plus 90 kg/h, 575V 3~, regolazione integrata, cilindro apribile | humiSteam X-plus 90 kg/h, 575Vac 3~, with regulation, cleanable cylinder | humiSteam X-plus 90 kg/h, 575Vac 3~, avec régulateur, cylindre ouvrant | humiSteam X-plus 90 kg/h, 575Vac 3~, mit Feuchte-Regelung, Reinigungsfähig-Dampfzylinder | humiSteam X-plus 90 kg/h, 575Vac 3~, with regulation, cleanable cylinder
| UE130XL000 | humiSteam X-plus 130 kg/h, 400Vac 3~, with regulation, disposable cylinder | humiSteam X-plus 130 kg/h, 400V 3~, regolazione integrata, cilindro non apribile | humiSteam X-plus 130 kg/h, 400Vac 3~, with regulation, disposable cylinder | humiSteam X-plus 130 kg/h, 400Vac 3~, avec régulateur, cylindre non ouvrant | humiSteam X-plus 130 kg/h, 400Vac 3~, mit Feuchte-Regelung, Einweg-Dampfzylinder | humiSteam X-plus 130 kg/h, 400Vac 3~, with regulation, disposable cylinder
| UE130XLC00 | humiSteam X-plus 130 kg/h, 400Vac 3~, with regulation, cleanable cylinder | humiSteam X-plus 130 kg/h, 400V 3~, regolazione integrata, cilindro apribile | humiSteam X-plus 130 kg/h, 400Vac 3~, with regulation, cleanable cylinder | humiSteam X-plus 130 kg/h, 400Vac 3~, avec régulateur, cylindre ouvrant | humiSteam X-plus 130 kg/h, 400Vac 3~, mit Feuchte-Regelung, Reinigungsfähig-Dampfzylinder | humiSteam X-plus 130 kg/h, 400Vac 3~, with regulation, cleanable cylinder
| UE130XM000 | humiSteam X-plus 130 kg/h, 460Vac 3~, with regulation, disposable cylinder | humiSteam X-plus 130 kg/h, 460V 3~, regolazione integrata, cilindro non apribile | humiSteam X-plus 130 kg/h, 460Vac 3~, with regulation, disposable cylinder | humiSteam X-plus 130 kg/h, 460Vac 3~, avec régulateur, cylindre non ouvrant | humiSteam X-plus 130 kg/h, 460Vac 3~, mit Feuchte-Regelung, Einweg-Dampfzylinder | humiSteam X-plus 130 kg/h, 460Vac 3~, with regulation, disposable cylinder
| UE130XMC00 | humiSteam X-plus 130 kg/h, 460Vac 3~, with regulation, cleanable cylinder | humiSteam X-plus 130 kg/h, 460V 3~, regolazione integrata, cilindro apribile | humiSteam X-plus 130 kg/h, 460Vac 3~, with regulation, cleanable cylinder | humiSteam X-plus 130 kg/h, 460Vac 3~, avec régulateur, cylindre ouvrant | humiSteam X-plus 130 kg/h, 460Vac 3~, mit Feuchte-Regelung, Reinigungsfähig-Dampfzylinder | humiSteam X-plus 130 kg/h, 460Vac 3~, with regulation, cleanable cylinder
| UE130XN000 | humiSteam X-plus 130 kg/h, 575Vac 3~, with regulation, disposable cylinder | humiSteam X-plus 130 kg/h, 575V 3~, regolazione integrata, cilindro non apribile | humiSteam X-plus 130 kg/h, 575Vac 3~, with regulation, disposable cylinder | humiSteam X-plus 130 kg/h, 575Vac 3~, avec régulateur, cylindre non ouvrant | humiSteam X-plus 130 kg/h, 575Vac 3~, mit Feuchte-Regelung, Einweg-Dampfzylinder | humiSteam X-plus 130 kg/h, 575Vac 3~, with regulation, disposable cylinder
| UE130XNC00 | humiSteam X-plus 130 kg/h, 575Vac 3~, with regulation, cleanable cylinder | humiSteam X-plus 130 kg/h, 575V 3~, regolazione integrata, cilindro apribile | humiSteam X-plus 130 kg/h, 575Vac 3~, with regulation, cleanable cylinder | humiSteam X-plus 130 kg/h, 575Vac 3~, avec régulateur, cylindre ouvrant | humiSteam X-plus 130 kg/h, 575Vac 3~, mit Feuchte-Regelung, Reinigungsfähig-Dampfzylinder | humiSteam X-plus 130 kg/h, 575Vac 3~, with regulation, cleanable cylinder
| UR002CD001 | heaterSteam 2 kg/h , 230Vac 1~, ON/OFF or proportional, basic version | heaterSteam 2 kg/h, 230V 1~, ON/OFF o proporzionale, versione base | heaterSteam 2 kg/h , 230Vac 1~, ON/OFF or proportional, basic version | heaterSteam 2 kg/h , 230Vac 1~, ON/OFF ou proportionnel, version de base | heaterSteam 2 kg/h , 230Vac 1~, EIN/AUS-Betrieb oder proportional Regelung, Grundversion | heaterSteam 2 kg/h , 230Vac 1~, ON/OFF or proportional, basic version
| UR002CD101 | heaterSteam 2 kg/h , 230Vac 1~, ON/OFF or proportional, full optional version | heaterSteam 2 kg/h, 230V 1~, ON/OFF o proporzionale, versione full optional | heaterSteam 2 kg/h , 230Vac 1~, ON/OFF or proportional, full optional version | heaterSteam 2 kg/h , 230Vac 1~, ON/OFF ou proportionnel, version toutes options | heaterSteam 2 kg/h , 230Vac 1~, EIN/AUS-Betrieb oder proportional Regelung, Vollversion | heaterSteam 2 kg/h , 230Vac 1~, ON/OFF or proportional, full optional version
| UR002CU001 | heaterSteam 2 kg/h , 208Vac 1~, ON/OFF or proportional, basic version | heaterSteam 2 kg/h, 208V 1~, ON/OFF o proporzionale, versione base | heaterSteam 2 kg/h , 208Vac 1~, ON/OFF or proportional, basic version | heaterSteam 2 kg/h , 208Vac 1~, ON/OFF ou proportionnel, version de base | heaterSteam 2 kg/h , 208Vac 1~, EIN/AUS-Betrieb oder proportional Regelung, Grundversion | heaterSteam 2 kg/h , 208Vac 1~, ON/OFF or proportional, basic version
| UR002CU101 | heaterSteam 2 kg/h , 208Vac 1~, ON/OFF or proportional, full optional version | heaterSteam 2 kg/h, 208V 1~, ON/OFF o proporzionale, versione full optional | heaterSteam 2 kg/h , 208Vac 1~, ON/OFF or proportional, full optional version | heaterSteam 2 kg/h , 208Vac 1~, ON/OFF ou proportionnel, version toutes options | heaterSteam 2 kg/h , 208Vac 1~, EIN/AUS-Betrieb oder proportional Regelung, Vollversion | heaterSteam 2 kg/h , 208Vac 1~, ON/OFF or proportional, full optional version
| UR002HD001 | heaterSteam 2 kg/h , 230Vac 1~, with regulation, basic version | heaterSteam 2 kg/h, 230V 1~, regolazione integrata, versione base | heaterSteam 2 kg/h , 230Vac 1~, with regulation, basic version | heaterSteam 2 kg/h , 230Vac 1~, avec régulateur, version de base | heaterSteam 2 kg/h , 230Vac 1~, mit Feuchte-Regelung, Grundversion | heaterSteam 2 kg/h , 230Vac 1~, with regulation, basic version
| UR002HD101 | heaterSteam 2 kg/h , 230Vac 1~, with regulation, full optional version | heaterSteam 2 kg/h, 230V 1~, regolazione integrata, versione full optional | heaterSteam 2 kg/h , 230Vac 1~, with regulation, full optional version | heaterSteam 2 kg/h , 230Vac 1~, avec régulateur, version toutes options | heaterSteam 2 kg/h , 230Vac 1~, mit Feuchte-Regelung, Vollversion | heaterSteam 2 kg/h , 230Vac 1~, with regulation, full optional version
| UR002HU001 | heaterSteam 2 kg/h , 208Vac 1~, with regulation, basic version | heaterSteam 2 kg/h, 208V 1~, regolazione integrata, versione base | heaterSteam 2 kg/h , 208Vac 1~, with regulation, basic version | heaterSteam 2 kg/h , 208Vac 1~, avec régulateur, version de base | heaterSteam 2 kg/h , 208Vac 1~, mit Feuchte-Regelung, Grundversion | heaterSteam 2 kg/h , 208Vac 1~, with regulation, basic version
| UR002HU101 | heaterSteam 2 kg/h , 208Vac 1~, with regulation, full optional version | heaterSteam 2 kg/h, 208V 1~, regolazione integrata, versione full optional | heaterSteam 2 kg/h , 208Vac 1~, with regulation, full optional version | heaterSteam 2 kg/h , 208Vac 1~, avec régulateur, version toutes options | heaterSteam 2 kg/h , 208Vac 1~, mit Feuchte-Regelung, Vollversion | heaterSteam 2 kg/h , 208Vac 1~, with regulation, full optional version
| UR004CD001 | heaterSteam 4 kg/h , 230Vac 1~, ON/OFF or proportional, basic version | heaterSteam 4 kg/h, 230V 1~, ON/OFF o proporzionale, versione base | heaterSteam 4 kg/h , 230Vac 1~, ON/OFF or proportional, basic version | heaterSteam 4 kg/h , 230Vac 1~, ON/OFF ou proportionnel, version de base | heaterSteam 4 kg/h , 230Vac 1~, EIN/AUS-Betrieb oder proportional Regelung, Grundversion | heaterSteam 4 kg/h , 230Vac 1~, ON/OFF or proportional, basic version
| UR004CD101 | heaterSteam 4 kg/h , 230Vac 1~, ON/OFF or proportional, full optional version | heaterSteam 4 kg/h, 230V 1~, ON/OFF o proporzionale, versione full optional | heaterSteam 4 kg/h , 230Vac 1~, ON/OFF or proportional, full optional version | heaterSteam 4 kg/h , 230Vac 1~, ON/OFF ou proportionnel, version toutes options | heaterSteam 4 kg/h , 230Vac 1~, EIN/AUS-Betrieb oder proportional Regelung, Vollversion | heaterSteam 4 kg/h , 230Vac 1~, ON/OFF or proportional, full optional version
| UR004CU001 | heaterSteam 4 kg/h , 208Vac 1~, ON/OFF or proportional, basic version | heaterSteam 4 kg/h, 208V 1~, ON/OFF o proporzionale, versione base | heaterSteam 4 kg/h , 208Vac 1~, ON/OFF or proportional, basic version | heaterSteam 4 kg/h , 208Vac 1~, ON/OFF ou proportionnel, version de base | heaterSteam 4 kg/h , 208Vac 1~, EIN/AUS-Betrieb oder proportional Regelung, Grundversion | heaterSteam 4 kg/h , 208Vac 1~, ON/OFF or proportional, basic version
| UR004CU101 | heaterSteam 4 kg/h , 208Vac 1~, ON/OFF or proportional, full optional version | heaterSteam 4 kg/h, 208V 1~, ON/OFF o proporzionale, versione full optional | heaterSteam 4 kg/h , 208Vac 1~, ON/OFF or proportional, full optional version | heaterSteam 4 kg/h , 208Vac 1~, ON/OFF ou proportionnel, version toutes options | heaterSteam 4 kg/h , 208Vac 1~, EIN/AUS-Betrieb oder proportional Regelung, Vollversion | heaterSteam 4 kg/h , 208Vac 1~, ON/OFF or proportional, full optional version
| UR004HD001 | heaterSteam 4 kg/h , 230Vac 1~, with regulation, basic version | heaterSteam 4 kg/h, 230V 1~, regolazione integrata, versione base | heaterSteam 4 kg/h , 230Vac 1~, with regulation, basic version | heaterSteam 4 kg/h , 230Vac 1~, avec régulateur, version de base | heaterSteam 4 kg/h , 230Vac 1~, mit Feuchte-Regelung, Grundversion | heaterSteam 4 kg/h , 230Vac 1~, with regulation, basic version
| UR004HD101 | heaterSteam 4 kg/h , 230Vac 1~, with regulation, full optional version | heaterSteam 4 kg/h, 230V 1~, regolazione integrata, versione full optional | heaterSteam 4 kg/h , 230Vac 1~, with regulation, full optional version | heaterSteam 4 kg/h , 230Vac 1~, avec régulateur, version toutes options | heaterSteam 4 kg/h , 230Vac 1~, mit Feuchte-Regelung, Vollversion | heaterSteam 4 kg/h , 230Vac 1~, with regulation, full optional version
| UR004HU001 | heaterSteam 4 kg/h , 208Vac 1~, with regulation, basic version | heaterSteam 4 kg/h, 208V 1~, regolazione integrata, versione base | heaterSteam 4 kg/h , 208Vac 1~, with regulation, basic version | heaterSteam 4 kg/h , 208Vac 1~, avec régulateur, version de base | heaterSteam 4 kg/h , 208Vac 1~, mit Feuchte-Regelung, Grundversion | heaterSteam 4 kg/h , 208Vac 1~, with regulation, basic version
| UR004HU101 | heaterSteam 4 kg/h , 208Vac 1~, with regulation, full optional version | heaterSteam 4 kg/h, 208V 1~, regolazione integrata, versione full optional | heaterSteam 4 kg/h , 208Vac 1~, with regulation, full optional version | heaterSteam 4 kg/h , 208Vac 1~, avec régulateur, version toutes options | heaterSteam 4 kg/h , 208Vac 1~, mit Feuchte-Regelung, Vollversion | heaterSteam 4 kg/h , 208Vac 1~, with regulation, full optional version
| UR006CD001 | heaterSteam 6 kg/h , 230Vac 1~, ON/OFF or proportional, basic version | heaterSteam 6 kg/h, 230V 1~, ON/OFF o proporzionale, versione base | heaterSteam 6 kg/h , 230Vac 1~, ON/OFF or proportional, basic version | heaterSteam 6 kg/h , 230Vac 1~, ON/OFF ou proportionnel, version de base | heaterSteam 6 kg/h , 230Vac 1~, EIN/AUS-Betrieb oder proportional Regelung, Grundversion | heaterSteam 6 kg/h , 230Vac 1~, ON/OFF or proportional, basic version
| UR006CD101 | heaterSteam 6 kg/h , 230Vac 1~, ON/OFF or proportional, full optional version | heaterSteam 6 kg/h, 230V 1~, ON/OFF o proporzionale, versione full optional | heaterSteam 6 kg/h , 230Vac 1~, ON/OFF or proportional, full optional version | heaterSteam 6 kg/h , 230Vac 1~, ON/OFF ou proportionnel, version toutes options | heaterSteam 6 kg/h , 230Vac 1~, EIN/AUS-Betrieb oder proportional Regelung, Vollversion | heaterSteam 6 kg/h , 230Vac 1~, ON/OFF or proportional, full optional version
| UR006CK001 | heaterSteam 6 kg/h , 230Vac 3~, ON/OFF or proportional, basic version | heaterSteam 6 kg/h, 230V 3~, ON/OFF o proporzionale, versione base | heaterSteam 6 kg/h , 230Vac 3~, ON/OFF or proportional, basic version | heaterSteam 6 kg/h , 230Vac 3~, ON/OFF ou proportionnel, version de base | heaterSteam 6 kg/h , 230Vac 3~, EIN/AUS-Betrieb oder proportional Regelung, Grundversion | heaterSteam 6 kg/h , 230Vac 3~, ON/OFF or proportional, basic version
| UR006CK101 | heaterSteam 6 kg/h , 230Vac 3~, ON/OFF or proportional, full optional version | heaterSteam 6 kg/h, 230V 3~, ON/OFF o proporzionale, versione full optional | heaterSteam 6 kg/h , 230Vac 3~, ON/OFF or proportional, full optional version | heaterSteam 6 kg/h , 230Vac 3~, ON/OFF ou proportionnel, version toutes options | heaterSteam 6 kg/h , 230Vac 3~, EIN/AUS-Betrieb oder proportional Regelung, Vollversion | heaterSteam 6 kg/h , 230Vac 3~, ON/OFF or proportional, full optional version
| UR006CL001 | heaterSteam 6 kg/h , 400Vac 3~, ON/OFF or proportional, basic version | heaterSteam 6 kg/h, 400V 3~, ON/OFF o proporzionale, versione base | heaterSteam 6 kg/h , 400Vac 3~, ON/OFF or proportional, basic version | heaterSteam 6 kg/h , 400Vac 3~, ON/OFF ou proportionnel, version de base | heaterSteam 6 kg/h , 400Vac 3~, EIN/AUS-Betrieb oder proportional Regelung, Grundversion | heaterSteam 6 kg/h , 400Vac 3~, ON/OFF or proportional, basic version
| UR006CL101 | heaterSteam 6 kg/h , 400Vac 3~, ON/OFF or proportional, full optional version | heaterSteam 6 kg/h, 400V 3~, ON/OFF o proporzionale, versione full optional | heaterSteam 6 kg/h , 400Vac 3~, ON/OFF or proportional, full optional version | heaterSteam 6 kg/h , 400Vac 3~, ON/OFF ou proportionnel, version toutes options | heaterSteam 6 kg/h , 400Vac 3~, EIN/AUS-Betrieb oder proportional Regelung, Vollversion | heaterSteam 6 kg/h , 400Vac 3~, ON/OFF or proportional, full optional version
| UR006CM001 | heaterSteam 6 kg/h , 460Vac 3~, ON/OFF or proportional, basic version | heaterSteam 6 kg/h, 460V 3~, ON/OFF o proporzionale, versione base | heaterSteam 6 kg/h , 460Vac 3~, ON/OFF or proportional, basic version | heaterSteam 6 kg/h , 460Vac 3~, ON/OFF ou proportionnel, version de base | heaterSteam 6 kg/h , 460Vac 3~, EIN/AUS-Betrieb oder proportional Regelung, Grundversion | heaterSteam 6 kg/h , 460Vac 3~, ON/OFF or proportional, basic version
| UR006CM101 | heaterSteam 6 kg/h , 460Vac 3~, ON/OFF or proportional, full optional version | heaterSteam 6 kg/h, 460V 3~, ON/OFF o proporzionale, versione full optional | heaterSteam 6 kg/h , 460Vac 3~, ON/OFF or proportional, full optional version | heaterSteam 6 kg/h , 460Vac 3~, ON/OFF ou proportionnel, version toutes options | heaterSteam 6 kg/h , 460Vac 3~, EIN/AUS-Betrieb oder proportional Regelung, Vollversion | heaterSteam 6 kg/h , 460Vac 3~, ON/OFF or proportional, full optional version
| UR006CN001 | heaterSteam 6 kg/h , 575Vac 3~, ON/OFF or proportional, basic version | heaterSteam 6 kg/h, 575V 3~, ON/OFF o proporzionale, versione base | heaterSteam 6 kg/h , 575Vac 3~, ON/OFF or proportional, basic version | heaterSteam 6 kg/h , 575Vac 3~, ON/OFF ou proportionnel, version de base | heaterSteam 6 kg/h , 575Vac 3~, EIN/AUS-Betrieb oder proportional Regelung, Grundversion | heaterSteam 6 kg/h , 575Vac 3~, ON/OFF or proportional, basic version
| UR006CN101 | heaterSteam 6 kg/h , 575Vac 3~, ON/OFF or proportional, full optional version | heaterSteam 6 kg/h, 575V 3~, ON/OFF o proporzionale, versione full optional | heaterSteam 6 kg/h , 575Vac 3~, ON/OFF or proportional, full optional version | heaterSteam 6 kg/h , 575Vac 3~, ON/OFF ou proportionnel, version toutes options | heaterSteam 6 kg/h , 575Vac 3~, EIN/AUS-Betrieb oder proportional Regelung, Vollversion | heaterSteam 6 kg/h , 575Vac 3~, ON/OFF or proportional, full optional version
| UR006CU001 | heaterSteam 6 kg/h , 208Vac 1~, ON/OFF or proportional, basic version | heaterSteam 6 kg/h, 208V 1~, ON/OFF o proporzionale, versione base | heaterSteam 6 kg/h , 208Vac 1~, ON/OFF or proportional, basic version | heaterSteam 6 kg/h , 208Vac 1~, ON/OFF ou proportionnel, version de base | heaterSteam 6 kg/h , 208Vac 1~, EIN/AUS-Betrieb oder proportional Regelung, Grundversion | heaterSteam 6 kg/h , 208Vac 1~, ON/OFF or proportional, basic version
| UR006CU101 | heaterSteam 6 kg/h , 208Vac 1~, ON/OFF or proportional, full optional version | heaterSteam 6 kg/h, 208V 1~, ON/OFF o proporzionale, versione full optional | heaterSteam 6 kg/h , 208Vac 1~, ON/OFF or proportional, full optional version | heaterSteam 6 kg/h , 208Vac 1~, ON/OFF ou proportionnel, version toutes options | heaterSteam 6 kg/h , 208Vac 1~, EIN/AUS-Betrieb oder proportional Regelung, Vollversion | heaterSteam 6 kg/h , 208Vac 1~, ON/OFF or proportional, full optional version
| UR006CW001 | heaterSteam 6 kg/h , 208Vac 3~, ON/OFF or proportional, basic version | heaterSteam 6 kg/h, 208V 3~, ON/OFF o proporzionale, versione base | heaterSteam 6 kg/h , 208Vac 3~, ON/OFF or proportional, basic version | heaterSteam 6 kg/h , 208Vac 3~, ON/OFF ou proportionnel, version de base | heaterSteam 6 kg/h , 208Vac 3~, EIN/AUS-Betrieb oder proportional Regelung, Grundversion | heaterSteam 6 kg/h , 208Vac 3~, ON/OFF or proportional, basic version
| UR006CW101 | heaterSteam 6 kg/h , 208Vac 3~, ON/OFF or proportional, full optional version | heaterSteam 6 kg/h, 208V 3~, ON/OFF o proporzionale, versione full optional | heaterSteam 6 kg/h , 208Vac 3~, ON/OFF or proportional, full optional version | heaterSteam 6 kg/h , 208Vac 3~, ON/OFF ou proportionnel, version toutes options | heaterSteam 6 kg/h , 208Vac 3~, EIN/AUS-Betrieb oder proportional Regelung, Vollversion | heaterSteam 6 kg/h , 208Vac 3~, ON/OFF or proportional, full optional version
| UR006HD001 | heaterSteam 6 kg/h , 230Vac 1~, with regulation, basic version | heaterSteam 6 kg/h, 230V 1~, regolazione integrata, versione base | heaterSteam 6 kg/h , 230Vac 1~, with regulation, basic version | heaterSteam 6 kg/h , 230Vac 1~, avec régulateur, version de base | heaterSteam 6 kg/h , 230Vac 1~, mit Feuchte-Regelung, Grundversion | heaterSteam 6 kg/h , 230Vac 1~, with regulation, basic version
| UR006HD101 | heaterSteam 6 kg/h , 230Vac 1~, with regulation, full optional version | heaterSteam 6 kg/h, 230V 1~, regolazione integrata, versione full optional | heaterSteam 6 kg/h , 230Vac 1~, with regulation, full optional version | heaterSteam 6 kg/h , 230Vac 1~, avec régulateur, version toutes options | heaterSteam 6 kg/h , 230Vac 1~, mit Feuchte-Regelung, Vollversion | heaterSteam 6 kg/h , 230Vac 1~, with regulation, full optional version
| UR006HK001 | heaterSteam 6 kg/h , 230Vac 3~, with regulation, basic version | heaterSteam 6 kg/h, 230V 3~, regolazione integrata, versione base | heaterSteam 6 kg/h , 230Vac 3~, with regulation, basic version | heaterSteam 6 kg/h , 230Vac 3~, avec régulateur, version de base | heaterSteam 6 kg/h , 230Vac 3~, mit Feuchte-Regelung, Grundversion | heaterSteam 6 kg/h , 230Vac 3~, with regulation, basic version
| UR006HK101 | heaterSteam 6 kg/h , 230Vac 3~, with regulation, full optional version | heaterSteam 6 kg/h, 230V 3~, regolazione integrata, versione full optional | heaterSteam 6 kg/h , 230Vac 3~, with regulation, full optional version | heaterSteam 6 kg/h , 230Vac 3~, avec régulateur, version toutes options | heaterSteam 6 kg/h , 230Vac 3~, mit Feuchte-Regelung, Vollversion | heaterSteam 6 kg/h , 230Vac 3~, with regulation, full optional version
| UR006HL001 | heaterSteam 6 kg/h , 400Vac 3~, with regulation, basic version | heaterSteam 6 kg/h, 400V 3~, regolazione integrata, versione base | heaterSteam 6 kg/h , 400Vac 3~, with regulation, basic version | heaterSteam 6 kg/h , 400Vac 3~, avec régulateur, version de base | heaterSteam 6 kg/h , 400Vac 3~, mit Feuchte-Regelung, Grundversion | heaterSteam 6 kg/h , 400Vac 3~, with regulation, basic version
| UR006HL101 | heaterSteam 6 kg/h , 400Vac 3~, with regulation, full optional version | heaterSteam 6 kg/h, 400V 3~, regolazione integrata, versione full optional | heaterSteam 6 kg/h , 400Vac 3~, with regulation, full optional version | heaterSteam 6 kg/h , 400Vac 3~, avec régulateur, version toutes options | heaterSteam 6 kg/h , 400Vac 3~, mit Feuchte-Regelung, Vollversion | heaterSteam 6 kg/h , 400Vac 3~, with regulation, full optional version
| UR006HM001 | heaterSteam 6 kg/h , 460Vac 3~, with regulation, basic version | heaterSteam 6 kg/h, 460V 3~, regolazione integrata, versione base | heaterSteam 6 kg/h , 460Vac 3~, with regulation, basic version | heaterSteam 6 kg/h , 460Vac 3~, avec régulateur, version de base | heaterSteam 6 kg/h , 460Vac 3~, mit Feuchte-Regelung, Grundversion | heaterSteam 6 kg/h , 460Vac 3~, with regulation, basic version
| UR006HM101 | heaterSteam 6 kg/h , 460Vac 3~, with regulation, full optional version | heaterSteam 6 kg/h, 460V 3~, regolazione integrata, versione full optional | heaterSteam 6 kg/h , 460Vac 3~, with regulation, full optional version | heaterSteam 6 kg/h , 460Vac 3~, avec régulateur, version toutes options | heaterSteam 6 kg/h , 460Vac 3~, mit Feuchte-Regelung, Vollversion | heaterSteam 6 kg/h , 460Vac 3~, with regulation, full optional version
| UR006HN001 | heaterSteam 6 kg/h , 575Vac 3~, with regulation, basic version | heaterSteam 6 kg/h, 575V 3~, regolazione integrata, versione base | heaterSteam 6 kg/h , 575Vac 3~, with regulation, basic version | heaterSteam 6 kg/h , 575Vac 3~, avec régulateur, version de base | heaterSteam 6 kg/h , 575Vac 3~, mit Feuchte-Regelung, Grundversion | heaterSteam 6 kg/h , 575Vac 3~, with regulation, basic version
| UR006HN101 | heaterSteam 6 kg/h , 575Vac 3~, with regulation, full optional version | heaterSteam 6 kg/h, 575V 3~, regolazione integrata, versione full optional | heaterSteam 6 kg/h , 575Vac 3~, with regulation, full optional version | heaterSteam 6 kg/h , 575Vac 3~, avec régulateur, version toutes options | heaterSteam 6 kg/h , 575Vac 3~, mit Feuchte-Regelung, Vollversion | heaterSteam 6 kg/h , 575Vac 3~, with regulation, full optional version
| UR006HU001 | heaterSteam 6 kg/h , 208Vac 1~, with regulation, basic version | heaterSteam 6 kg/h, 208V 1~, regolazione integrata, versione base | heaterSteam 6 kg/h , 208Vac 1~, with regulation, basic version | heaterSteam 6 kg/h , 208Vac 1~, avec régulateur, version de base | heaterSteam 6 kg/h , 208Vac 1~, mit Feuchte-Regelung, Grundversion | heaterSteam 6 kg/h , 208Vac 1~, with regulation, basic version
| UR006HU101 | heaterSteam 6 kg/h , 208Vac 1~, with regulation, full optional version | heaterSteam 6 kg/h, 208V 1~, regolazione integrata, versione full optional | heaterSteam 6 kg/h , 208Vac 1~, with regulation, full optional version | heaterSteam 6 kg/h , 208Vac 1~, avec régulateur, version toutes options | heaterSteam 6 kg/h , 208Vac 1~, mit Feuchte-Regelung, Vollversion | heaterSteam 6 kg/h , 208Vac 1~, with regulation, full optional version
| UR006HW001 | heaterSteam 6 kg/h , 208Vac 3~, with regulation, basic version | heaterSteam 6 kg/h, 208V 3~, regolazione integrata, versione base | heaterSteam 6 kg/h , 208Vac 3~, with regulation, basic version | heaterSteam 6 kg/h , 208Vac 3~, avec régulateur, version de base | heaterSteam 6 kg/h , 208Vac 3~, mit Feuchte-Regelung, Grundversion | heaterSteam 6 kg/h , 208Vac 3~, with regulation, basic version
| UR006HW101 | heaterSteam 6 kg/h , 208Vac 3~, with regulation, full optional version | heaterSteam 6 kg/h, 208V 3~, regolazione integrata, versione full optional | heaterSteam 6 kg/h , 208Vac 3~, with regulation, full optional version | heaterSteam 6 kg/h , 208Vac 3~, avec régulateur, version toutes options | heaterSteam 6 kg/h , 208Vac 3~, mit Feuchte-Regelung, Vollversion | heaterSteam 6 kg/h , 208Vac 3~, with regulation, full optional version
| UR010CK001 | heaterSteam 10 kg/h , 230Vac 3~, ON/OFF or proportional, basic version | heaterSteam 10 kg/h, 230V 3~, ON/OFF o proporzionale, versione base | heaterSteam 10 kg/h , 230Vac 3~, ON/OFF or proportional, basic version | heaterSteam 10 kg/h , 230Vac 3~, ON/OFF ou proportionnel, version de base | heaterSteam 10 kg/h , 230Vac 3~, EIN/AUS-Betrieb oder proportional Regelung, Grundversion | heaterSteam 10 kg/h , 230Vac 3~, ON/OFF or proportional, basic version
| UR010CK101 | heaterSteam 10 kg/h , 230Vac 3~, ON/OFF or proportional, full optional version | heaterSteam 10 kg/h, 230V 3~, ON/OFF o proporzionale, versione full optional | heaterSteam 10 kg/h , 230Vac 3~, ON/OFF or proportional, full optional version | heaterSteam 10 kg/h , 230Vac 3~, ON/OFF ou proportionnel, version toutes options | heaterSteam 10 kg/h , 230Vac 3~, EIN/AUS-Betrieb oder proportional Regelung, Vollversion | heaterSteam 10 kg/h , 230Vac 3~, ON/OFF or proportional, full optional version
| UR010CL001 | heaterSteam 10 kg/h , 400Vac 3~, ON/OFF or proportional, basic version | heaterSteam 10 kg/h, 400V 3~, ON/OFF o proporzionale, versione base | heaterSteam 10 kg/h , 400Vac 3~, ON/OFF or proportional, basic version | heaterSteam 10 kg/h , 400Vac 3~, ON/OFF ou proportionnel, version de base | heaterSteam 10 kg/h , 400Vac 3~, EIN/AUS-Betrieb oder proportional Regelung, Grundversion | heaterSteam 10 kg/h , 400Vac 3~, ON/OFF or proportional, basic version
| UR010CL101 | heaterSteam 10 kg/h , 400Vac 3~, ON/OFF or proportional, full optional version | heaterSteam 10 kg/h, 400V 3~, ON/OFF o proporzionale, versione full optional | heaterSteam 10 kg/h , 400Vac 3~, ON/OFF or proportional, full optional version | heaterSteam 10 kg/h , 400Vac 3~, ON/OFF ou proportionnel, version toutes options | heaterSteam 10 kg/h , 400Vac 3~, EIN/AUS-Betrieb oder proportional Regelung, Vollversion | heaterSteam 10 kg/h , 400Vac 3~, ON/OFF or proportional, full optional version
| UR010CM001 | heaterSteam 10 kg/h , 460Vac 3~, ON/OFF or proportional, basic version | heaterSteam 10 kg/h, 460V 3~, ON/OFF o proporzionale, versione base | heaterSteam 10 kg/h , 460Vac 3~, ON/OFF or proportional, basic version | heaterSteam 10 kg/h , 460Vac 3~, ON/OFF ou proportionnel, version de base | heaterSteam 10 kg/h , 460Vac 3~, EIN/AUS-Betrieb oder proportional Regelung, Grundversion | heaterSteam 10 kg/h , 460Vac 3~, ON/OFF or proportional, basic version
| UR010CM101 | heaterSteam 10 kg/h , 460Vac 3~, ON/OFF or proportional, full optional version | heaterSteam 10 kg/h, 460V 3~, ON/OFF o proporzionale, versione full optional | heaterSteam 10 kg/h , 460Vac 3~, ON/OFF or proportional, full optional version | heaterSteam 10 kg/h , 460Vac 3~, ON/OFF ou proportionnel, version toutes options | heaterSteam 10 kg/h , 460Vac 3~, EIN/AUS-Betrieb oder proportional Regelung, Vollversion | heaterSteam 10 kg/h , 460Vac 3~, ON/OFF or proportional, full optional version
| UR010CN001 | heaterSteam 10 kg/h , 575Vac 3~, ON/OFF or proportional, basic version | heaterSteam 10 kg/h, 575V 3~, ON/OFF o proporzionale, versione base | heaterSteam 10 kg/h , 575Vac 3~, ON/OFF or proportional, basic version | heaterSteam 10 kg/h , 575Vac 3~, ON/OFF ou proportionnel, version de base | heaterSteam 10 kg/h , 575Vac 3~, EIN/AUS-Betrieb oder proportional Regelung, Grundversion | heaterSteam 10 kg/h , 575Vac 3~, ON/OFF or proportional, basic version
| UR010CN101 | heaterSteam 10 kg/h , 575Vac 3~, ON/OFF or proportional, full optional version | heaterSteam 10 kg/h, 575V 3~, ON/OFF o proporzionale, versione full optional | heaterSteam 10 kg/h , 575Vac 3~, ON/OFF or proportional, full optional version | heaterSteam 10 kg/h , 575Vac 3~, ON/OFF ou proportionnel, version toutes options | heaterSteam 10 kg/h , 575Vac 3~, EIN/AUS-Betrieb oder proportional Regelung, Vollversion | heaterSteam 10 kg/h , 575Vac 3~, ON/OFF or proportional, full optional version
| UR010CW001 | heaterSteam 10 kg/h , 208Vac 3~, ON/OFF or proportional, basic version | heaterSteam 10 kg/h, 208V 3~, ON/OFF o proporzionale, versione base | heaterSteam 10 kg/h , 208Vac 3~, ON/OFF or proportional, basic version | heaterSteam 10 kg/h , 208Vac 3~, ON/OFF ou proportionnel, version de base | heaterSteam 10 kg/h , 208Vac 3~, EIN/AUS-Betrieb oder proportional Regelung, Grundversion | heaterSteam 10 kg/h , 208Vac 3~, ON/OFF or proportional, basic version
| UR010CW101 | heaterSteam 10 kg/h , 208Vac 3~, ON/OFF or proportional, full optional version | heaterSteam 10 kg/h, 208V 3~, ON/OFF o proporzionale, versione full optional | heaterSteam 10 kg/h , 208Vac 3~, ON/OFF or proportional, full optional version | heaterSteam 10 kg/h , 208Vac 3~, ON/OFF ou proportionnel, version toutes options | heaterSteam 10 kg/h , 208Vac 3~, EIN/AUS-Betrieb oder proportional Regelung, Vollversion | heaterSteam 10 kg/h , 208Vac 3~, ON/OFF or proportional, full optional version
| UR010HK001 | heaterSteam 10 kg/h , 230Vac 3~, with regulation, basic version | heaterSteam 10 kg/h, 230V 3~, regolazione integrata, versione base | heaterSteam 10 kg/h , 230Vac 3~, with regulation, basic version | heaterSteam 10 kg/h , 230Vac 3~, avec régulateur, version de base | heaterSteam 10 kg/h , 230Vac 3~, mit Feuchte-Regelung, Grundversion | heaterSteam 10 kg/h , 230Vac 3~, with regulation, basic version
| UR010HK101 | heaterSteam 10 kg/h , 230Vac 3~, with regulation, full optional version | heaterSteam 10 kg/h, 230V 3~, regolazione integrata, versione full optional | heaterSteam 10 kg/h , 230Vac 3~, with regulation, full optional version | heaterSteam 10 kg/h , 230Vac 3~, avec régulateur, version toutes options | heaterSteam 10 kg/h , 230Vac 3~, mit Feuchte-Regelung, Vollversion | heaterSteam 10 kg/h , 230Vac 3~, with regulation, full optional version
| UR010HL001 | heaterSteam 10 kg/h , 400Vac 3~, with regulation, basic version | heaterSteam 10 kg/h, 400V 3~, regolazione integrata, versione base | heaterSteam 10 kg/h , 400Vac 3~, with regulation, basic version | heaterSteam 10 kg/h , 400Vac 3~, avec régulateur, version de base | heaterSteam 10 kg/h , 400Vac 3~, mit Feuchte-Regelung, Grundversion | heaterSteam 10 kg/h , 400Vac 3~, with regulation, basic version
| UR010HL101 | heaterSteam 10 kg/h , 400Vac 3~, with regulation, full optional version | heaterSteam 10 kg/h, 400V 3~, regolazione integrata, versione full optional | heaterSteam 10 kg/h , 400Vac 3~, with regulation, full optional version | heaterSteam 10 kg/h , 400Vac 3~, avec régulateur, version toutes options | heaterSteam 10 kg/h , 400Vac 3~, mit Feuchte-Regelung, Vollversion | heaterSteam 10 kg/h , 400Vac 3~, with regulation, full optional version
| UR010HM001 | heaterSteam 10 kg/h , 460Vac 3~, with regulation, basic version | heaterSteam 10 kg/h, 460V 3~, regolazione integrata, versione base | heaterSteam 10 kg/h , 460Vac 3~, with regulation, basic version | heaterSteam 10 kg/h , 460Vac 3~, avec régulateur, version de base | heaterSteam 10 kg/h , 460Vac 3~, mit Feuchte-Regelung, Grundversion | heaterSteam 10 kg/h , 460Vac 3~, with regulation, basic version
| UR010HM101 | heaterSteam 10 kg/h , 460Vac 3~, with regulation, full optional version | heaterSteam 10 kg/h, 460V 3~, regolazione integrata, versione full optional | heaterSteam 10 kg/h , 460Vac 3~, with regulation, full optional version | heaterSteam 10 kg/h , 460Vac 3~, avec régulateur, version toutes options | heaterSteam 10 kg/h , 460Vac 3~, mit Feuchte-Regelung, Vollversion | heaterSteam 10 kg/h , 460Vac 3~, with regulation, full optional version
| UR010HN001 | heaterSteam 10 kg/h , 575Vac 3~, with regulation, basic version | heaterSteam 10 kg/h, 575V 3~, regolazione integrata, versione base | heaterSteam 10 kg/h , 575Vac 3~, with regulation, basic version | heaterSteam 10 kg/h , 575Vac 3~, avec régulateur, version de base | heaterSteam 10 kg/h , 575Vac 3~, mit Feuchte-Regelung, Grundversion | heaterSteam 10 kg/h , 575Vac 3~, with regulation, basic version
| UR010HN101 | heaterSteam 10 kg/h , 575Vac 3~, with regulation, full optional version | heaterSteam 10 kg/h, 575V 3~, regolazione integrata, versione full optional | heaterSteam 10 kg/h , 575Vac 3~, with regulation, full optional version | heaterSteam 10 kg/h , 575Vac 3~, avec régulateur, version toutes options | heaterSteam 10 kg/h , 575Vac 3~, mit Feuchte-Regelung, Vollversion | heaterSteam 10 kg/h , 575Vac 3~, with regulation, full optional version
| UR010HW001 | heaterSteam 10 kg/h , 208Vac 3~, with regulation, basic version | heaterSteam 10 kg/h, 208V 3~, regolazione integrata, versione base | heaterSteam 10 kg/h , 208Vac 3~, with regulation, basic version | heaterSteam 10 kg/h , 208Vac 3~, avec régulateur, version de base | heaterSteam 10 kg/h , 208Vac 3~, mit Feuchte-Regelung, Grundversion | heaterSteam 10 kg/h , 208Vac 3~, with regulation, basic version
| UR010HW101 | heaterSteam 10 kg/h , 208Vac 3~, with regulation, full optional version | heaterSteam 10 kg/h, 208V 3~, regolazione integrata, versione full optional | heaterSteam 10 kg/h , 208Vac 3~, with regulation, full optional version | heaterSteam 10 kg/h , 208Vac 3~, avec régulateur, version toutes options | heaterSteam 10 kg/h , 208Vac 3~, mit Feuchte-Regelung, Vollversion | heaterSteam 10 kg/h , 208Vac 3~, with regulation, full optional version
| UR020CK00S | heaterSteam 20 kg/h , 230Vac 3~, ON/OFF or proportional, basic version | heaterSteam 20 kg/h, 230V 3~, ON/OFF o proporzionale, versione base | heaterSteam 20 kg/h , 230Vac 3~, ON/OFF or proportional, basic version | heaterSteam 20 kg/h , 230Vac 3~, ON/OFF ou proportionnel, version de base | heaterSteam 20 kg/h , 230Vac 3~, EIN/AUS-Betrieb oder proportional Regelung, Grundversion | heaterSteam 20 kg/h , 230Vac 3~, ON/OFF or proportional, basic version
| UR020CK10S | heaterSteam 20 kg/h , 230Vac 3~, ON/OFF or proportional, full optional version | heaterSteam 20 kg/h, 230V 3~, ON/OFF o proporzionale, versione full optional | heaterSteam 20 kg/h , 230Vac 3~, ON/OFF or proportional, full optional version | heaterSteam 20 kg/h , 230Vac 3~, ON/OFF ou proportionnel, version toutes options | heaterSteam 20 kg/h , 230Vac 3~, EIN/AUS-Betrieb oder proportional Regelung, Vollversion | heaterSteam 20 kg/h , 230Vac 3~, ON/OFF or proportional, full optional version
| UR020CL00S | heaterSteam 20 kg/h , 400Vac 3~, ON/OFF or proportional, basic version | heaterSteam 20 kg/h, 400V 3~, ON/OFF o proporzionale, versione base | heaterSteam 20 kg/h , 400Vac 3~, ON/OFF or proportional, basic version | heaterSteam 20 kg/h , 400Vac 3~, ON/OFF ou proportionnel, version de base | heaterSteam 20 kg/h , 400Vac 3~, EIN/AUS-Betrieb oder proportional Regelung, Grundversion | heaterSteam 20 kg/h , 400Vac 3~, ON/OFF or proportional, basic version
| UR020CL10S | heaterSteam 20 kg/h , 400Vac 3~, ON/OFF or proportional, full optional version | heaterSteam 20 kg/h, 400V 3~, ON/OFF o proporzionale, versione full optional | heaterSteam 20 kg/h , 400Vac 3~, ON/OFF or proportional, full optional version | heaterSteam 20 kg/h , 400Vac 3~, ON/OFF ou proportionnel, version toutes options | heaterSteam 20 kg/h , 400Vac 3~, EIN/AUS-Betrieb oder proportional Regelung, Vollversion | heaterSteam 20 kg/h , 400Vac 3~, ON/OFF or proportional, full optional version
| UR020CM00S | heaterSteam 20 kg/h , 460Vac 3~, ON/OFF or proportional, basic version | heaterSteam 20 kg/h, 460V 3~, ON/OFF o proporzionale, versione base | heaterSteam 20 kg/h , 460Vac 3~, ON/OFF or proportional, basic version | heaterSteam 20 kg/h , 460Vac 3~, ON/OFF ou proportionnel, version de base | heaterSteam 20 kg/h , 460Vac 3~, EIN/AUS-Betrieb oder proportional Regelung, Grundversion | heaterSteam 20 kg/h , 460Vac 3~, ON/OFF or proportional, basic version
| UR020CM10S | heaterSteam 20 kg/h , 460Vac 3~, ON/OFF or proportional, full optional version | heaterSteam 20 kg/h, 460V 3~, ON/OFF o proporzionale, versione full optional | heaterSteam 20 kg/h , 460Vac 3~, ON/OFF or proportional, full optional version | heaterSteam 20 kg/h , 460Vac 3~, ON/OFF ou proportionnel, version toutes options | heaterSteam 20 kg/h , 460Vac 3~, EIN/AUS-Betrieb oder proportional Regelung, Vollversion | heaterSteam 20 kg/h , 460Vac 3~, ON/OFF or proportional, full optional version
| UR020CN00S | heaterSteam 20 kg/h , 575Vac 3~, ON/OFF or proportional, basic version | heaterSteam 20 kg/h, 575V 3~, ON/OFF o proporzionale, versione base | heaterSteam 20 kg/h , 575Vac 3~, ON/OFF or proportional, basic version | heaterSteam 20 kg/h , 575Vac 3~, ON/OFF ou proportionnel, version de base | heaterSteam 20 kg/h , 575Vac 3~, EIN/AUS-Betrieb oder proportional Regelung, Grundversion | heaterSteam 20 kg/h , 575Vac 3~, ON/OFF or proportional, basic version
| UR020CN10S | heaterSteam 20 kg/h , 575Vac 3~, ON/OFF or proportional, full optional version | heaterSteam 20 kg/h, 575V 3~, ON/OFF o proporzionale, versione full optional | heaterSteam 20 kg/h , 575Vac 3~, ON/OFF or proportional, full optional version | heaterSteam 20 kg/h , 575Vac 3~, ON/OFF ou proportionnel, version toutes options | heaterSteam 20 kg/h , 575Vac 3~, EIN/AUS-Betrieb oder proportional Regelung, Vollversion | heaterSteam 20 kg/h , 575Vac 3~, ON/OFF or proportional, full optional version
| UR020CW00S | heaterSteam 20 kg/h , 208Vac 3~, ON/OFF or proportional, basic version | heaterSteam 20 kg/h, 208V 3~, ON/OFF o proporzionale, versione base | heaterSteam 20 kg/h , 208Vac 3~, ON/OFF or proportional, basic version | heaterSteam 20 kg/h , 208Vac 3~, ON/OFF ou proportionnel, version de base | heaterSteam 20 kg/h , 208Vac 3~, EIN/AUS-Betrieb oder proportional Regelung, Grundversion | heaterSteam 20 kg/h , 208Vac 3~, ON/OFF or proportional, basic version
| UR020CW10S | heaterSteam 20 kg/h , 208Vac 3~, ON/OFF or proportional, full optional version | heaterSteam 20 kg/h, 208V 3~, ON/OFF o proporzionale, versione full optional | heaterSteam 20 kg/h , 208Vac 3~, ON/OFF or proportional, full optional version | heaterSteam 20 kg/h , 208Vac 3~, ON/OFF ou proportionnel, version toutes options | heaterSteam 20 kg/h , 208Vac 3~, EIN/AUS-Betrieb oder proportional Regelung, Vollversion | heaterSteam 20 kg/h , 208Vac 3~, ON/OFF or proportional, full optional version
| UR020HK00S | heaterSteam 20 kg/h , 230Vac 3~, with regulation, basic version | heaterSteam 20 kg/h, 230V 3~, regolazione integrata, versione base | heaterSteam 20 kg/h , 230Vac 3~, with regulation, basic version | heaterSteam 20 kg/h , 230Vac 3~, avec régulateur, version de base | heaterSteam 20 kg/h , 230Vac 3~, mit Feuchte-Regelung, Grundversion | heaterSteam 20 kg/h , 230Vac 3~, with regulation, basic version
| UR020HK10S | heaterSteam 20 kg/h , 230Vac 3~, with regulation, full optional version | heaterSteam 20 kg/h, 230V 3~, regolazione integrata, versione full optional | heaterSteam 20 kg/h , 230Vac 3~, with regulation, full optional version | heaterSteam 20 kg/h , 230Vac 3~, avec régulateur, version toutes options | heaterSteam 20 kg/h , 230Vac 3~, mit Feuchte-Regelung, Vollversion | heaterSteam 20 kg/h , 230Vac 3~, with regulation, full optional version
| UR020HL00S | heaterSteam 20 kg/h , 400Vac 3~, with regulation, basic version | heaterSteam 20 kg/h, 400V 3~, regolazione integrata, versione base | heaterSteam 20 kg/h , 400Vac 3~, with regulation, basic version | heaterSteam 20 kg/h , 400Vac 3~, avec régulateur, version de base | heaterSteam 20 kg/h , 400Vac 3~, mit Feuchte-Regelung, Grundversion | heaterSteam 20 kg/h , 400Vac 3~, with regulation, basic version
| UR020HL10S | heaterSteam 20 kg/h , 400Vac 3~, with regulation, full optional version | heaterSteam 20 kg/h, 400V 3~, regolazione integrata, versione full optional | heaterSteam 20 kg/h , 400Vac 3~, with regulation, full optional version | heaterSteam 20 kg/h , 400Vac 3~, avec régulateur, version toutes options | heaterSteam 20 kg/h , 400Vac 3~, mit Feuchte-Regelung, Vollversion | heaterSteam 20 kg/h , 400Vac 3~, with regulation, full optional version
| UR020HM00S | heaterSteam 20 kg/h , 460Vac 3~, with regulation, basic version | heaterSteam 20 kg/h, 460V 3~, regolazione integrata, versione base | heaterSteam 20 kg/h , 460Vac 3~, with regulation, basic version | heaterSteam 20 kg/h , 460Vac 3~, avec régulateur, version de base | heaterSteam 20 kg/h , 460Vac 3~, mit Feuchte-Regelung, Grundversion | heaterSteam 20 kg/h , 460Vac 3~, with regulation, basic version
| UR020HM10S | heaterSteam 20 kg/h , 460Vac 3~, with regulation, full optional version | heaterSteam 20 kg/h, 460V 3~, regolazione integrata, versione full optional | heaterSteam 20 kg/h , 460Vac 3~, with regulation, full optional version | heaterSteam 20 kg/h , 460Vac 3~, avec régulateur, version toutes options | heaterSteam 20 kg/h , 460Vac 3~, mit Feuchte-Regelung, Vollversion | heaterSteam 20 kg/h , 460Vac 3~, with regulation, full optional version
| UR020HN00S | heaterSteam 20 kg/h , 575Vac 3~, with regulation, basic version | heaterSteam 20 kg/h, 575V 3~, regolazione integrata, versione base | heaterSteam 20 kg/h , 575Vac 3~, with regulation, basic version | heaterSteam 20 kg/h , 575Vac 3~, avec régulateur, version de base | heaterSteam 20 kg/h , 575Vac 3~, mit Feuchte-Regelung, Grundversion | heaterSteam 20 kg/h , 575Vac 3~, with regulation, basic version
| UR020HN10S | heaterSteam 20 kg/h , 575Vac 3~, with regulation, full optional version | heaterSteam 20 kg/h, 575V 3~, regolazione integrata, versione full optional | heaterSteam 20 kg/h , 575Vac 3~, with regulation, full optional version | heaterSteam 20 kg/h , 575Vac 3~, avec régulateur, version toutes options | heaterSteam 20 kg/h , 575Vac 3~, mit Feuchte-Regelung, Vollversion | heaterSteam 20 kg/h , 575Vac 3~, with regulation, full optional version
| UR020HW00S | heaterSteam 20 kg/h , 208Vac 3~, with regulation, basic version | heaterSteam 20 kg/h, 208V 3~, regolazione integrata, versione base | heaterSteam 20 kg/h , 208Vac 3~, with regulation, basic version | heaterSteam 20 kg/h , 208Vac 3~, avec régulateur, version de base | heaterSteam 20 kg/h , 208Vac 3~, mit Feuchte-Regelung, Grundversion | heaterSteam 20 kg/h , 208Vac 3~, with regulation, basic version
| UR020HW10S | heaterSteam 20 kg/h , 208Vac 3~, with regulation, full optional version | heaterSteam 20 kg/h, 208V 3~, regolazione integrata, versione full optional | heaterSteam 20 kg/h , 208Vac 3~, with regulation, full optional version | heaterSteam 20 kg/h , 208Vac 3~, avec régulateur, version toutes options | heaterSteam 20 kg/h , 208Vac 3~, mit Feuchte-Regelung, Vollversion | heaterSteam 20 kg/h , 208Vac 3~, with regulation, full optional version
| UR027CK001 | heaterSteam 27 kg/h , 230Vac 3~, ON/OFF or proportional, basic version | heaterSteam 27 kg/h, 230V 3~, ON/OFF o proporzionale, versione base | heaterSteam 27 kg/h , 230Vac 3~, ON/OFF or proportional, basic version | heaterSteam 27 kg/h , 230Vac 3~, ON/OFF ou proportionnel, version de base | heaterSteam 27 kg/h , 230Vac 3~, EIN/AUS-Betrieb oder proportional Regelung, Grundversion | heaterSteam 27 kg/h , 230Vac 3~, ON/OFF or proportional, basic version
| UR027CK101 | heaterSteam 27 kg/h , 230Vac 3~, ON/OFF or proportional, full optional version | heaterSteam 27 kg/h, 230V 3~, ON/OFF o proporzionale, versione full optional | heaterSteam 27 kg/h , 230Vac 3~, ON/OFF or proportional, full optional version | heaterSteam 27 kg/h , 230Vac 3~, ON/OFF ou proportionnel, version toutes options | heaterSteam 27 kg/h , 230Vac 3~, EIN/AUS-Betrieb oder proportional Regelung, Vollversion | heaterSteam 27 kg/h , 230Vac 3~, ON/OFF or proportional, full optional version
| UR027CL001 | heaterSteam 27 kg/h , 400Vac 3~, ON/OFF or proportional, basic version | heaterSteam 27 kg/h, 400V 3~, ON/OFF o proporzionale, versione base | heaterSteam 27 kg/h , 400Vac 3~, ON/OFF or proportional, basic version | heaterSteam 27 kg/h , 400Vac 3~, ON/OFF ou proportionnel, version de base | heaterSteam 27 kg/h , 400Vac 3~, EIN/AUS-Betrieb oder proportional Regelung, Grundversion | heaterSteam 27 kg/h , 400Vac 3~, ON/OFF or proportional, basic version
| UR027CL101 | heaterSteam 27 kg/h , 400Vac 3~, ON/OFF or proportional, full optional version | heaterSteam 27 kg/h, 400V 3~, ON/OFF o proporzionale, versione full optional | heaterSteam 27 kg/h , 400Vac 3~, ON/OFF or proportional, full optional version | heaterSteam 27 kg/h , 400Vac 3~, ON/OFF ou proportionnel, version toutes options | heaterSteam 27 kg/h , 400Vac 3~, EIN/AUS-Betrieb oder proportional Regelung, Vollversion | heaterSteam 27 kg/h , 400Vac 3~, ON/OFF or proportional, full optional version
| UR027CM001 | heaterSteam 27 kg/h , 460Vac 3~, ON/OFF or proportional, basic version | heaterSteam 27 kg/h, 460V 3~, ON/OFF o proporzionale, versione base | heaterSteam 27 kg/h , 460Vac 3~, ON/OFF or proportional, basic version | heaterSteam 27 kg/h , 460Vac 3~, ON/OFF ou proportionnel, version de base | heaterSteam 27 kg/h , 460Vac 3~, EIN/AUS-Betrieb oder proportional Regelung, Grundversion | heaterSteam 27 kg/h , 460Vac 3~, ON/OFF or proportional, basic version
| UR027CM101 | heaterSteam 27 kg/h , 460Vac 3~, ON/OFF or proportional, full optional version | heaterSteam 27 kg/h, 460V 3~, ON/OFF o proporzionale, versione full optional | heaterSteam 27 kg/h , 460Vac 3~, ON/OFF or proportional, full optional version | heaterSteam 27 kg/h , 460Vac 3~, ON/OFF ou proportionnel, version toutes options | heaterSteam 27 kg/h , 460Vac 3~, EIN/AUS-Betrieb oder proportional Regelung, Vollversion | heaterSteam 27 kg/h , 460Vac 3~, ON/OFF or proportional, full optional version
| UR027CN001 | heaterSteam 27 kg/h , 575Vac 3~, ON/OFF or proportional, basic version | heaterSteam 27 kg/h, 575V 3~, ON/OFF o proporzionale, versione base | heaterSteam 27 kg/h , 575Vac 3~, ON/OFF or proportional, basic version | heaterSteam 27 kg/h , 575Vac 3~, ON/OFF ou proportionnel, version de base | heaterSteam 27 kg/h , 575Vac 3~, EIN/AUS-Betrieb oder proportional Regelung, Grundversion | heaterSteam 27 kg/h , 575Vac 3~, ON/OFF or proportional, basic version
| UR027CN101 | heaterSteam 27 kg/h , 575Vac 3~, ON/OFF or proportional, full optional version | heaterSteam 27 kg/h, 575V 3~, ON/OFF o proporzionale, versione full optional | heaterSteam 27 kg/h , 575Vac 3~, ON/OFF or proportional, full optional version | heaterSteam 27 kg/h , 575Vac 3~, ON/OFF ou proportionnel, version toutes options | heaterSteam 27 kg/h , 575Vac 3~, EIN/AUS-Betrieb oder proportional Regelung, Vollversion | heaterSteam 27 kg/h , 575Vac 3~, ON/OFF or proportional, full optional version
| UR027CW001 | heaterSteam 27 kg/h , 208Vac 3~, ON/OFF or proportional, basic version | heaterSteam 27 kg/h, 208V 3~, ON/OFF o proporzionale, versione base | heaterSteam 27 kg/h , 208Vac 3~, ON/OFF or proportional, basic version | heaterSteam 27 kg/h , 208Vac 3~, ON/OFF ou proportionnel, version de base | heaterSteam 27 kg/h , 208Vac 3~, EIN/AUS-Betrieb oder proportional Regelung, Grundversion | heaterSteam 27 kg/h , 208Vac 3~, ON/OFF or proportional, basic version
| UR027CW101 | heaterSteam 27 kg/h , 208Vac 3~, ON/OFF or proportional, full optional version | heaterSteam 27 kg/h, 208V 3~, ON/OFF o proporzionale, versione full optional | heaterSteam 27 kg/h , 208Vac 3~, ON/OFF or proportional, full optional version | heaterSteam 27 kg/h , 208Vac 3~, ON/OFF ou proportionnel, version toutes options | heaterSteam 27 kg/h , 208Vac 3~, EIN/AUS-Betrieb oder proportional Regelung, Vollversion | heaterSteam 27 kg/h , 208Vac 3~, ON/OFF or proportional, full optional version
| UR027HK001 | heaterSteam 27 kg/h , 230Vac 3~, with regulation, basic version | heaterSteam 27 kg/h, 230V 3~, regolazione integrata, versione base | heaterSteam 27 kg/h , 230Vac 3~, with regulation, basic version | heaterSteam 27 kg/h , 230Vac 3~, avec régulateur, version de base | heaterSteam 27 kg/h , 230Vac 3~, mit Feuchte-Regelung, Grundversion | heaterSteam 27 kg/h , 230Vac 3~, with regulation, basic version
| UR027HK101 | heaterSteam 27 kg/h , 230Vac 3~, with regulation, full optional version | heaterSteam 27 kg/h, 230V 3~, regolazione integrata, versione full optional | heaterSteam 27 kg/h , 230Vac 3~, with regulation, full optional version | heaterSteam 27 kg/h , 230Vac 3~, avec régulateur, version toutes options | heaterSteam 27 kg/h , 230Vac 3~, mit Feuchte-Regelung, Vollversion | heaterSteam 27 kg/h , 230Vac 3~, with regulation, full optional version
| UR027HL001 | heaterSteam 27 kg/h , 400Vac 3~, with regulation, basic version | heaterSteam 27 kg/h, 400V 3~, regolazione integrata, versione base | heaterSteam 27 kg/h , 400Vac 3~, with regulation, basic version | heaterSteam 27 kg/h , 400Vac 3~, avec régulateur, version de base | heaterSteam 27 kg/h , 400Vac 3~, mit Feuchte-Regelung, Grundversion | heaterSteam 27 kg/h , 400Vac 3~, with regulation, basic version
| UR027HL101 | heaterSteam 27 kg/h , 400Vac 3~, with regulation, full optional version | heaterSteam 27 kg/h, 400V 3~, regolazione integrata, versione full optional | heaterSteam 27 kg/h , 400Vac 3~, with regulation, full optional version | heaterSteam 27 kg/h , 400Vac 3~, avec régulateur, version toutes options | heaterSteam 27 kg/h , 400Vac 3~, mit Feuchte-Regelung, Vollversion | heaterSteam 27 kg/h , 400Vac 3~, with regulation, full optional version
| UR027HM001 | heaterSteam 27 kg/h , 460Vac 3~, with regulation, basic version | heaterSteam 27 kg/h, 460V 3~, regolazione integrata, versione base | heaterSteam 27 kg/h , 460Vac 3~, with regulation, basic version | heaterSteam 27 kg/h , 460Vac 3~, avec régulateur, version de base | heaterSteam 27 kg/h , 460Vac 3~, mit Feuchte-Regelung, Grundversion | heaterSteam 27 kg/h , 460Vac 3~, with regulation, basic version
| UR027HM101 | heaterSteam 27 kg/h , 460Vac 3~, with regulation, full optional version | heaterSteam 27 kg/h, 460V 3~, regolazione integrata, versione full optional | heaterSteam 27 kg/h , 460Vac 3~, with regulation, full optional version | heaterSteam 27 kg/h , 460Vac 3~, avec régulateur, version toutes options | heaterSteam 27 kg/h , 460Vac 3~, mit Feuchte-Regelung, Vollversion | heaterSteam 27 kg/h , 460Vac 3~, with regulation, full optional version
| UR027HN001 | heaterSteam 27 kg/h , 575Vac 3~, with regulation, basic version | heaterSteam 27 kg/h, 575V 3~, regolazione integrata, versione base | heaterSteam 27 kg/h , 575Vac 3~, with regulation, basic version | heaterSteam 27 kg/h , 575Vac 3~, avec régulateur, version de base | heaterSteam 27 kg/h , 575Vac 3~, mit Feuchte-Regelung, Grundversion | heaterSteam 27 kg/h , 575Vac 3~, with regulation, basic version
| UR027HN101 | heaterSteam 27 kg/h , 575Vac 3~, with regulation, full optional version | heaterSteam 27 kg/h, 575V 3~, regolazione integrata, versione full optional | heaterSteam 27 kg/h , 575Vac 3~, with regulation, full optional version | heaterSteam 27 kg/h , 575Vac 3~, avec régulateur, version toutes options | heaterSteam 27 kg/h , 575Vac 3~, mit Feuchte-Regelung, Vollversion | heaterSteam 27 kg/h , 575Vac 3~, with regulation, full optional version
| UR027HW001 | heaterSteam 27 kg/h , 208Vac 3~, with regulation, basic version | heaterSteam 27 kg/h, 208V 3~, regolazione integrata, versione base | heaterSteam 27 kg/h , 208Vac 3~, with regulation, basic version | heaterSteam 27 kg/h , 208Vac 3~, avec régulateur, version de base | heaterSteam 27 kg/h , 208Vac 3~, mit Feuchte-Regelung, Grundversion | heaterSteam 27 kg/h , 208Vac 3~, with regulation, basic version
| UR027HW101 | heaterSteam 27 kg/h , 208Vac 3~, with regulation, full optional version | heaterSteam 27 kg/h, 208V 3~, regolazione integrata, versione full optional | heaterSteam 27 kg/h , 208Vac 3~, with regulation, full optional version | heaterSteam 27 kg/h , 208Vac 3~, avec régulateur, version toutes options | heaterSteam 27 kg/h , 208Vac 3~, mit Feuchte-Regelung, Vollversion | heaterSteam 27 kg/h , 208Vac 3~, with regulation, full optional version
| UR040CK001 | heaterSteam 40 kg/h , 230Vac 3~, ON/OFF or proportional, basic version | heaterSteam 40 kg/h, 230V 3~, ON/OFF o proporzionale, versione base | heaterSteam 40 kg/h , 230Vac 3~, ON/OFF or proportional, basic version | heaterSteam 40 kg/h , 230Vac 3~, ON/OFF ou proportionnel, version de base | heaterSteam 40 kg/h , 230Vac 3~, EIN/AUS-Betrieb oder proportional Regelung, Grundversion | heaterSteam 40 kg/h , 230Vac 3~, ON/OFF or proportional, basic version
| UR040CK101 | heaterSteam 40 kg/h , 230Vac 3~, ON/OFF or proportional, full optional version | heaterSteam 40 kg/h, 230V 3~, ON/OFF o proporzionale, versione full optional | heaterSteam 40 kg/h , 230Vac 3~, ON/OFF or proportional, full optional version | heaterSteam 40 kg/h , 230Vac 3~, ON/OFF ou proportionnel, version toutes options | heaterSteam 40 kg/h , 230Vac 3~, EIN/AUS-Betrieb oder proportional Regelung, Vollversion | heaterSteam 40 kg/h , 230Vac 3~, ON/OFF or proportional, full optional version
| UR040CL001 | heaterSteam 40 kg/h , 400Vac 3~, ON/OFF or proportional, basic version | heaterSteam 40 kg/h, 400V 3~, ON/OFF o proporzionale, versione base | heaterSteam 40 kg/h , 400Vac 3~, ON/OFF or proportional, basic version | heaterSteam 40 kg/h , 400Vac 3~, ON/OFF ou proportionnel, version de base | heaterSteam 40 kg/h , 400Vac 3~, EIN/AUS-Betrieb oder proportional Regelung, Grundversion | heaterSteam 40 kg/h , 400Vac 3~, ON/OFF or proportional, basic version
| UR040CL101 | heaterSteam 40 kg/h , 400Vac 3~, ON/OFF or proportional, full optional version | heaterSteam 40 kg/h, 400V 3~, ON/OFF o proporzionale, versione full optional | heaterSteam 40 kg/h , 400Vac 3~, ON/OFF or proportional, full optional version | heaterSteam 40 kg/h , 400Vac 3~, ON/OFF ou proportionnel, version toutes options | heaterSteam 40 kg/h , 400Vac 3~, EIN/AUS-Betrieb oder proportional Regelung, Vollversion | heaterSteam 40 kg/h , 400Vac 3~, ON/OFF or proportional, full optional version
| UR040CM001 | heaterSteam 40 kg/h , 460Vac 3~, ON/OFF or proportional, basic version | heaterSteam 40 kg/h, 460V 3~, ON/OFF o proporzionale, versione base | heaterSteam 40 kg/h , 460Vac 3~, ON/OFF or proportional, basic version | heaterSteam 40 kg/h , 460Vac 3~, ON/OFF ou proportionnel, version de base | heaterSteam 40 kg/h , 460Vac 3~, EIN/AUS-Betrieb oder proportional Regelung, Grundversion | heaterSteam 40 kg/h , 460Vac 3~, ON/OFF or proportional, basic version
| UR040CM101 | heaterSteam 40 kg/h , 460Vac 3~, ON/OFF or proportional, full optional version | heaterSteam 40 kg/h, 460V 3~, ON/OFF o proporzionale, versione full optional | heaterSteam 40 kg/h , 460Vac 3~, ON/OFF or proportional, full optional version | heaterSteam 40 kg/h , 460Vac 3~, ON/OFF ou proportionnel, version toutes options | heaterSteam 40 kg/h , 460Vac 3~, EIN/AUS-Betrieb oder proportional Regelung, Vollversion | heaterSteam 40 kg/h , 460Vac 3~, ON/OFF or proportional, full optional version
| UR040CN001 | heaterSteam 40 kg/h , 575Vac 3~, ON/OFF or proportional, basic version | heaterSteam 40 kg/h, 575V 3~, ON/OFF o proporzionale, versione base | heaterSteam 40 kg/h , 575Vac 3~, ON/OFF or proportional, basic version | heaterSteam 40 kg/h , 575Vac 3~, ON/OFF ou proportionnel, version de base | heaterSteam 40 kg/h , 575Vac 3~, EIN/AUS-Betrieb oder proportional Regelung, Grundversion | heaterSteam 40 kg/h , 575Vac 3~, ON/OFF or proportional, basic version
| UR040CN101 | heaterSteam 40 kg/h , 575Vac 3~, ON/OFF or proportional, full optional version | heaterSteam 40 kg/h, 575V 3~, ON/OFF o proporzionale, versione full optional | heaterSteam 40 kg/h , 575Vac 3~, ON/OFF or proportional, full optional version | heaterSteam 40 kg/h , 575Vac 3~, ON/OFF ou proportionnel, version toutes options | heaterSteam 40 kg/h , 575Vac 3~, EIN/AUS-Betrieb oder proportional Regelung, Vollversion | heaterSteam 40 kg/h , 575Vac 3~, ON/OFF or proportional, full optional version
| UR040CW001 | heaterSteam 40 kg/h , 208Vac 3~, ON/OFF or proportional, basic version | heaterSteam 40 kg/h, 208V 3~, ON/OFF o proporzionale, versione base | heaterSteam 40 kg/h , 208Vac 3~, ON/OFF or proportional, basic version | heaterSteam 40 kg/h , 208Vac 3~, ON/OFF ou proportionnel, version de base | heaterSteam 40 kg/h , 208Vac 3~, EIN/AUS-Betrieb oder proportional Regelung, Grundversion | heaterSteam 40 kg/h , 208Vac 3~, ON/OFF or proportional, basic version
| UR040CW101 | heaterSteam 40 kg/h , 208Vac 3~, ON/OFF or proportional, full optional version | heaterSteam 40 kg/h, 208V 3~, ON/OFF o proporzionale, versione full optional | heaterSteam 40 kg/h , 208Vac 3~, ON/OFF or proportional, full optional version | heaterSteam 40 kg/h , 208Vac 3~, ON/OFF ou proportionnel, version toutes options | heaterSteam 40 kg/h , 208Vac 3~, EIN/AUS-Betrieb oder proportional Regelung, Vollversion | heaterSteam 40 kg/h , 208Vac 3~, ON/OFF or proportional, full optional version
| UR040HK001 | heaterSteam 40 kg/h , 230Vac 3~, with regulation, basic version | heaterSteam 40 kg/h, 230V 3~, regolazione integrata, versione base | heaterSteam 40 kg/h , 230Vac 3~, with regulation, basic version | heaterSteam 40 kg/h , 230Vac 3~, avec régulateur, version de base | heaterSteam 40 kg/h , 230Vac 3~, mit Feuchte-Regelung, Grundversion | heaterSteam 40 kg/h , 230Vac 3~, with regulation, basic version
| UR040HK101 | heaterSteam 40 kg/h , 230Vac 3~, with regulation, full optional version | heaterSteam 40 kg/h, 230V 3~, regolazione integrata, versione full optional | heaterSteam 40 kg/h , 230Vac 3~, with regulation, full optional version | heaterSteam 40 kg/h , 230Vac 3~, avec régulateur, version toutes options | heaterSteam 40 kg/h , 230Vac 3~, mit Feuchte-Regelung, Vollversion | heaterSteam 40 kg/h , 230Vac 3~, with regulation, full optional version
| UR040HL001 | heaterSteam 40 kg/h , 400Vac 3~, with regulation, basic version | heaterSteam 40 kg/h, 400V 3~, regolazione integrata, versione base | heaterSteam 40 kg/h , 400Vac 3~, with regulation, basic version | heaterSteam 40 kg/h , 400Vac 3~, avec régulateur, version de base | heaterSteam 40 kg/h , 400Vac 3~, mit Feuchte-Regelung, Grundversion | heaterSteam 40 kg/h , 400Vac 3~, with regulation, basic version
| UR040HL101 | heaterSteam 40 kg/h , 400Vac 3~, with regulation, full optional version | heaterSteam 40 kg/h, 400V 3~, regolazione integrata, versione full optional | heaterSteam 40 kg/h , 400Vac 3~, with regulation, full optional version | heaterSteam 40 kg/h , 400Vac 3~, avec régulateur, version toutes options | heaterSteam 40 kg/h , 400Vac 3~, mit Feuchte-Regelung, Vollversion | heaterSteam 40 kg/h , 400Vac 3~, with regulation, full optional version
| UR040HM001 | heaterSteam 40 kg/h , 460Vac 3~, with regulation, basic version | heaterSteam 40 kg/h, 460V 3~, regolazione integrata, versione base | heaterSteam 40 kg/h , 460Vac 3~, with regulation, basic version | heaterSteam 40 kg/h , 460Vac 3~, avec régulateur, version de base | heaterSteam 40 kg/h , 460Vac 3~, mit Feuchte-Regelung, Grundversion | heaterSteam 40 kg/h , 460Vac 3~, with regulation, basic version
| UR040HM101 | heaterSteam 40 kg/h , 460Vac 3~, with regulation, full optional version | heaterSteam 40 kg/h, 460V 3~, regolazione integrata, versione full optional | heaterSteam 40 kg/h , 460Vac 3~, with regulation, full optional version | heaterSteam 40 kg/h , 460Vac 3~, avec régulateur, version toutes options | heaterSteam 40 kg/h , 460Vac 3~, mit Feuchte-Regelung, Vollversion | heaterSteam 40 kg/h , 460Vac 3~, with regulation, full optional version
| UR040HN001 | heaterSteam 40 kg/h , 575Vac 3~, with regulation, basic version | heaterSteam 40 kg/h, 575V 3~, regolazione integrata, versione base | heaterSteam 40 kg/h , 575Vac 3~, with regulation, basic version | heaterSteam 40 kg/h , 575Vac 3~, avec régulateur, version de base | heaterSteam 40 kg/h , 575Vac 3~, mit Feuchte-Regelung, Grundversion | heaterSteam 40 kg/h , 575Vac 3~, with regulation, basic version
| UR040HN101 | heaterSteam 40 kg/h , 575Vac 3~, with regulation, full optional version | heaterSteam 40 kg/h, 575V 3~, regolazione integrata, versione full optional | heaterSteam 40 kg/h , 575Vac 3~, with regulation, full optional version | heaterSteam 40 kg/h , 575Vac 3~, avec régulateur, version toutes options | heaterSteam 40 kg/h , 575Vac 3~, mit Feuchte-Regelung, Vollversion | heaterSteam 40 kg/h , 575Vac 3~, with regulation, full optional version
| UR040HW001 | heaterSteam 40 kg/h , 208Vac 3~, with regulation, basic version | heaterSteam 40 kg/h, 208V 3~, regolazione integrata, versione base | heaterSteam 40 kg/h , 208Vac 3~, with regulation, basic version | heaterSteam 40 kg/h , 208Vac 3~, avec régulateur, version de base | heaterSteam 40 kg/h , 208Vac 3~, mit Feuchte-Regelung, Grundversion | heaterSteam 40 kg/h , 208Vac 3~, with regulation, basic version
| UR040HW101 | heaterSteam 40 kg/h , 208Vac 3~, with regulation, full optional version | heaterSteam 40 kg/h, 208V 3~, regolazione integrata, versione full optional | heaterSteam 40 kg/h , 208Vac 3~, with regulation, full optional version | heaterSteam 40 kg/h , 208Vac 3~, avec régulateur, version toutes options | heaterSteam 40 kg/h , 208Vac 3~, mit Feuchte-Regelung, Vollversion | heaterSteam 40 kg/h , 208Vac 3~, with regulation, full optional version
| UR060CK001 | heaterSteam 60 kg/h , 230Vac 3~, ON/OFF or proportional, basic version | heaterSteam 60 kg/h, 230V 3~, ON/OFF o proporzionale, versione base | heaterSteam 60 kg/h , 230Vac 3~, ON/OFF or proportional, basic version | heaterSteam 60 kg/h , 230Vac 3~, ON/OFF ou proportionnel, version de base | heaterSteam 60 kg/h , 230Vac 3~, EIN/AUS-Betrieb oder proportional Regelung, Grundversion | heaterSteam 60 kg/h , 230Vac 3~, ON/OFF or proportional, basic version
| UR060CK101 | heaterSteam 60 kg/h , 230Vac 3~, ON/OFF or proportional, full optional version | heaterSteam 60 kg/h, 230V 3~, ON/OFF o proporzionale, versione full optional | heaterSteam 60 kg/h , 230Vac 3~, ON/OFF or proportional, full optional version | heaterSteam 60 kg/h , 230Vac 3~, ON/OFF ou proportionnel, version toutes options | heaterSteam 60 kg/h , 230Vac 3~, EIN/AUS-Betrieb oder proportional Regelung, Vollversion | heaterSteam 60 kg/h , 230Vac 3~, ON/OFF or proportional, full optional version
| UR060CL001 | heaterSteam 60 kg/h , 400Vac 3~, ON/OFF or proportional, basic version | heaterSteam 60 kg/h, 400V 3~, ON/OFF o proporzionale, versione base | heaterSteam 60 kg/h , 400Vac 3~, ON/OFF or proportional, basic version | heaterSteam 60 kg/h , 400Vac 3~, ON/OFF ou proportionnel, version de base | heaterSteam 60 kg/h , 400Vac 3~, EIN/AUS-Betrieb oder proportional Regelung, Grundversion | heaterSteam 60 kg/h , 400Vac 3~, ON/OFF or proportional, basic version
| UR060CL101 | heaterSteam 60 kg/h , 400Vac 3~, ON/OFF or proportional, full optional version | heaterSteam 60 kg/h, 400V 3~, ON/OFF o proporzionale, versione full optional | heaterSteam 60 kg/h , 400Vac 3~, ON/OFF or proportional, full optional version | heaterSteam 60 kg/h , 400Vac 3~, ON/OFF ou proportionnel, version toutes options | heaterSteam 60 kg/h , 400Vac 3~, EIN/AUS-Betrieb oder proportional Regelung, Vollversion | heaterSteam 60 kg/h , 400Vac 3~, ON/OFF or proportional, full optional version
| UR060CM001 | heaterSteam 60 kg/h , 460Vac 3~, ON/OFF or proportional, basic version | heaterSteam 60 kg/h, 460V 3~, ON/OFF o proporzionale, versione base | heaterSteam 60 kg/h , 460Vac 3~, ON/OFF or proportional, basic version | heaterSteam 60 kg/h , 460Vac 3~, ON/OFF ou proportionnel, version de base | heaterSteam 60 kg/h , 460Vac 3~, EIN/AUS-Betrieb oder proportional Regelung, Grundversion | heaterSteam 60 kg/h , 460Vac 3~, ON/OFF or proportional, basic version
| UR060CM101 | heaterSteam 60 kg/h , 460Vac 3~, ON/OFF or proportional, full optional version | heaterSteam 60 kg/h, 460V 3~, ON/OFF o proporzionale, versione full optional | heaterSteam 60 kg/h , 460Vac 3~, ON/OFF or proportional, full optional version | heaterSteam 60 kg/h , 460Vac 3~, ON/OFF ou proportionnel, version toutes options | heaterSteam 60 kg/h , 460Vac 3~, EIN/AUS-Betrieb oder proportional Regelung, Vollversion | heaterSteam 60 kg/h , 460Vac 3~, ON/OFF or proportional, full optional version
| UR060CN001 | heaterSteam 60 kg/h , 575Vac 3~, ON/OFF or proportional, basic version | heaterSteam 60 kg/h, 575V 3~, ON/OFF o proporzionale, versione base | heaterSteam 60 kg/h , 575Vac 3~, ON/OFF or proportional, basic version | heaterSteam 60 kg/h , 575Vac 3~, ON/OFF ou proportionnel, version de base | heaterSteam 60 kg/h , 575Vac 3~, EIN/AUS-Betrieb oder proportional Regelung, Grundversion | heaterSteam 60 kg/h , 575Vac 3~, ON/OFF or proportional, basic version
| UR060CN101 | heaterSteam 60 kg/h , 575Vac 3~, ON/OFF or proportional, full optional version | heaterSteam 60 kg/h, 575V 3~, ON/OFF o proporzionale, versione full optional | heaterSteam 60 kg/h , 575Vac 3~, ON/OFF or proportional, full optional version | heaterSteam 60 kg/h , 575Vac 3~, ON/OFF ou proportionnel, version toutes options | heaterSteam 60 kg/h , 575Vac 3~, EIN/AUS-Betrieb oder proportional Regelung, Vollversion | heaterSteam 60 kg/h , 575Vac 3~, ON/OFF or proportional, full optional version
| UR060CW001 | heaterSteam 60 kg/h , 208Vac 3~, ON/OFF or proportional, basic version | heaterSteam 60 kg/h, 208V 3~, ON/OFF o proporzionale, versione base | heaterSteam 60 kg/h , 208Vac 3~, ON/OFF or proportional, basic version | heaterSteam 60 kg/h , 208Vac 3~, ON/OFF ou proportionnel, version de base | heaterSteam 60 kg/h , 208Vac 3~, EIN/AUS-Betrieb oder proportional Regelung, Grundversion | heaterSteam 60 kg/h , 208Vac 3~, ON/OFF or proportional, basic version
| UR060CW101 | heaterSteam 60 kg/h , 208Vac 3~, ON/OFF or proportional, full optional version | heaterSteam 60 kg/h, 208V 3~, ON/OFF o proporzionale, versione full optional | heaterSteam 60 kg/h , 208Vac 3~, ON/OFF or proportional, full optional version | heaterSteam 60 kg/h , 208Vac 3~, ON/OFF ou proportionnel, version toutes options | heaterSteam 60 kg/h , 208Vac 3~, EIN/AUS-Betrieb oder proportional Regelung, Vollversion | heaterSteam 60 kg/h , 208Vac 3~, ON/OFF or proportional, full optional version
| UR060HK001 | heaterSteam 60 kg/h , 230Vac 3~, with regulation, basic version | heaterSteam 60 kg/h, 230V 3~, regolazione integrata, versione base | heaterSteam 60 kg/h , 230Vac 3~, with regulation, basic version | heaterSteam 60 kg/h , 230Vac 3~, avec régulateur, version de base | heaterSteam 60 kg/h , 230Vac 3~, mit Feuchte-Regelung, Grundversion | heaterSteam 60 kg/h , 230Vac 3~, with regulation, basic version
| UR060HK101 | heaterSteam 60 kg/h , 230Vac 3~, with regulation, full optional version | heaterSteam 60 kg/h, 230V 3~, regolazione integrata, versione full optional | heaterSteam 60 kg/h , 230Vac 3~, with regulation, full optional version | heaterSteam 60 kg/h , 230Vac 3~, avec régulateur, version toutes options | heaterSteam 60 kg/h , 230Vac 3~, mit Feuchte-Regelung, Vollversion | heaterSteam 60 kg/h , 230Vac 3~, with regulation, full optional version
| UR060HL001 | heaterSteam 60 kg/h , 400Vac 3~, with regulation, basic version | heaterSteam 60 kg/h, 400V 3~, regolazione integrata, versione base | heaterSteam 60 kg/h , 400Vac 3~, with regulation, basic version | heaterSteam 60 kg/h , 400Vac 3~, avec régulateur, version de base | heaterSteam 60 kg/h , 400Vac 3~, mit Feuchte-Regelung, Grundversion | heaterSteam 60 kg/h , 400Vac 3~, with regulation, basic version
| UR060HL101 | heaterSteam 60 kg/h , 400Vac 3~, with regulation, full optional version | heaterSteam 60 kg/h, 400V 3~, regolazione integrata, versione full optional | heaterSteam 60 kg/h , 400Vac 3~, with regulation, full optional version | heaterSteam 60 kg/h , 400Vac 3~, avec régulateur, version toutes options | heaterSteam 60 kg/h , 400Vac 3~, mit Feuchte-Regelung, Vollversion | heaterSteam 60 kg/h , 400Vac 3~, with regulation, full optional version
| UR060HM001 | heaterSteam 60 kg/h , 460Vac 3~, with regulation, basic version | heaterSteam 60 kg/h, 460V 3~, regolazione integrata, versione base | heaterSteam 60 kg/h , 460Vac 3~, with regulation, basic version | heaterSteam 60 kg/h , 460Vac 3~, avec régulateur, version de base | heaterSteam 60 kg/h , 460Vac 3~, mit Feuchte-Regelung, Grundversion | heaterSteam 60 kg/h , 460Vac 3~, with regulation, basic version
| UR060HM101 | heaterSteam 60 kg/h , 460Vac 3~, with regulation, full optional version | heaterSteam 60 kg/h, 460V 3~, regolazione integrata, versione full optional | heaterSteam 60 kg/h , 460Vac 3~, with regulation, full optional version | heaterSteam 60 kg/h , 460Vac 3~, avec régulateur, version toutes options | heaterSteam 60 kg/h , 460Vac 3~, mit Feuchte-Regelung, Vollversion | heaterSteam 60 kg/h , 460Vac 3~, with regulation, full optional version
| UR060HN001 | heaterSteam 60 kg/h , 575Vac 3~, with regulation, basic version | heaterSteam 60 kg/h, 575V 3~, regolazione integrata, versione base | heaterSteam 60 kg/h , 575Vac 3~, with regulation, basic version | heaterSteam 60 kg/h , 575Vac 3~, avec régulateur, version de base | heaterSteam 60 kg/h , 575Vac 3~, mit Feuchte-Regelung, Grundversion | heaterSteam 60 kg/h , 575Vac 3~, with regulation, basic version
| UR060HN101 | heaterSteam 60 kg/h , 575Vac 3~, with regulation, full optional version | heaterSteam 60 kg/h, 575V 3~, regolazione integrata, versione full optional | heaterSteam 60 kg/h , 575Vac 3~, with regulation, full optional version | heaterSteam 60 kg/h , 575Vac 3~, avec régulateur, version toutes options | heaterSteam 60 kg/h , 575Vac 3~, mit Feuchte-Regelung, Vollversion | heaterSteam 60 kg/h , 575Vac 3~, with regulation, full optional version
| UR060HW001 | heaterSteam 60 kg/h , 208Vac 3~, with regulation, basic version | heaterSteam 60 kg/h, 208V 3~, regolazione integrata, versione base | heaterSteam 60 kg/h , 208Vac 3~, with regulation, basic version | heaterSteam 60 kg/h , 208Vac 3~, avec régulateur, version de base | heaterSteam 60 kg/h , 208Vac 3~, mit Feuchte-Regelung, Grundversion | heaterSteam 60 kg/h , 208Vac 3~, with regulation, basic version
| UR060HW101 | heaterSteam 60 kg/h , 208Vac 3~, with regulation, full optional version | heaterSteam 60 kg/h, 208V 3~, regolazione integrata, versione full optional | heaterSteam 60 kg/h , 208Vac 3~, with regulation, full optional version | heaterSteam 60 kg/h , 208Vac 3~, avec régulateur, version toutes options | heaterSteam 60 kg/h , 208Vac 3~, mit Feuchte-Regelung, Vollversion | heaterSteam 60 kg/h , 208Vac 3~, with regulation, full optional version
| UG045HD001 | Gas-fired humidifier 45 kg/h - 230 Vac 1~ | Umidificatore a gas 45 kg/h - 230 Vac 1~, controllo modulante con regolazione integrata | Gas-fired humidifier 45 kg/h - 230 Vac 1~ | Humidificateur à gaz 45 kg/h - 230 Vac 1~ | Gas-Dampfbefeuchter 45 kg/h - 230 Vac 1~ | Gas-fired humidifier 45 kg/h - 230 Vac 1~
| UG090HD001 | Gas-fired humidifier 90 kg/h - 230 Vac 1~ | Umidificatore a gas 90 kg/h - 230 Vac 1~, controllo modulante con regolazione integrata | Gas-fired humidifier 90 kg/h - 230 Vac 1~ | Humidificateur à gaz 90 kg/h - 230 Vac 1~ | Gas-Dampfbefeuchter 90 kg/h - 230 Vac 1~ | Gas-fired humidifier 90 kg/h - 230 Vac 1~
| UG180HD001 | Gas-fired humidifier 180 kg/h - 230 Vac 1~ | Umidificatore a gas 180 kg/h - 230 Vac 1~, controllo modulante con regolazione integrata | Gas-fired humidifier 180 kg/h - 230 Vac 1~ | Humidificateur à gaz 180 kg/h - 230 Vac 1~ | Gas-Dampfbefeuchter 180 kg/h - 230 Vac 1~ | Gas-fired humidifier 180 kg/h - 230 Vac 1~
Ultima selezione
ENGLISH
ITALIANO
ENGLISH
FRANÇAIS
DEUTSCH
ESPAÑOL
Macro
ITALIANO

## DESIGN
Choose your language: |  |  | ENGLISH
[9 empty] | fattore | 273.15
INSTRUCTIONS: insert input data in gery cells. Results appear in pink cells. | [8 empty] | c.s. aria J/(°C*g)= | 1.006 |  |  |  |  | ENGLISH
[9 empty] | c.s. vapo J/(°C*g)= | 1.805
STEP 1 | [8 empty] | c latente J/g= | 2501
[9 empty] | R Joule/Kmole*°K= | 8313.6
[9 empty] | f s | 1.004
| Altitude a.s.l. |  | 12 | m |  |  |  |  | -5674.359 | -5800.2206
[9 empty] | 6.3925 | 1.3915
| Air before the humidifier | [7 empty] | -0.0096778 | -0.04864
| Relative humidity |  | 10% | rH |  | Specific humidity | 1.6277 | g/kg | 6.2216e-07 | 4.1765e-05
| Temperature |  | 22 | °C |  |  |  |  | 2.0748e-09 | -1.4452e-08
[9 empty] | -9.484e-13 | 0
[9 empty] | 4.1635 | 6.546
Air after the humidifier
| Relative humidity |  | 50% | rH |  | Temperature | 23.3218 | °C | Condizioni dell'aria in ingresso
[6 empty] | Specific humidity | 8.9706 | g/kg | pressione atm Pascal |  | 101180.9247
[6 empty] | Difference x2-x1 | 7.3429 | g/kg | T t OA °K |  | 295.15
[9 empty] | Pvs t OA Pascal |  | 2644.7532
[9 empty] | x OA g/kg |  | 1.6277
The following diagram shows the isothermal transformation in red. Blue lines represent curves at a fixed relative humidity, while cyan ones are constant-enthalpy curves.
Iterazione per il calcolo della temperatura in uscita
[9 empty] | f2 | 50%
[9 empty] | t1 | 22
[9 empty] | x1 | 1.6277
[9 empty] | t | 22 | 22.399 | 22.6773 | 22.8715 | 23.0071 | 23.1018 | 23.168 | 23.2143 | 23.2466 | 23.2692 | 23.285 | 23.2961 | 23.3038 | 23.3092 | 23.313 | 23.3156 | 23.3175 | 23.3188 | 23.3197 | 23.3203 | 23.3207 | 23.321 | 23.3213 | 23.3214 | 23.3215 | 23.3216 | 23.3216 | 23.3217 | 23.3217 | 23.3217 | 23.3217 | 23.3217 | 23.3218 | 23.3218 | 23.3218 | 23.3218 | 23.3218 | 23.3218 | 23.3218 | 23.3218 | 23.3218 | 23.3218 | 23.3218 | 23.3218 | 23.3218 | 23.3218 | 23.3218 | 23.3218 | 23.3218 | 23.3218 | 23.3218 | 23.3218 | 23.3218 | 23.3218 | 23.3218 | 23.3218 | 23.3218 | 23.3218 | 23.3218 | 23.3218 | 23.3218 | 23.3218 | 23.3218 | 23.3218 | 23.3218 | 23.3218 | 23.3218 | 23.3218 | 23.3218 | 23.3218 | 23.3218 | 23.3218 | 23.3218 | 23.3218 | 23.3218 | 23.3218 | 23.3218 | 23.3218 | 23.3218 | 23.3218 | 23.3218 | 23.3218 | 23.3218 | 23.3218 | 23.3218 | 23.3218 | 23.3218 | 23.3218 | 23.3218 | 23.3218 | 23.3218 | 23.3218 | 23.3218 | 23.3218 | 23.3218 | 23.3218 | 23.3218 | 23.3218 | 23.3218 | 23.3218 | 23.3218 | 23.3218 | 23.3218 | 23.3218 | 23.3218 | 23.3218 | 23.3218 | 23.3218 | 23.3218 | 23.3218 | 23.3218 | 23.3218 | 23.3218 | 23.3218 | 23.3218 | 23.3218 | 23.3218 | 23.3218 | 23.3218 | 23.3218
[9 empty] | T | 295.15 | 295.549 | 295.8273 | 296.0215 | 296.1571 | 296.2518 | 296.318 | 296.3643 | 296.3966 | 296.4192 | 296.435 | 296.4461 | 296.4538 | 296.4592 | 296.463 | 296.4656 | 296.4675 | 296.4688 | 296.4697 | 296.4703 | 296.4707 | 296.471 | 296.4713 | 296.4714 | 296.4715 | 296.4716 | 296.4716 | 296.4717 | 296.4717 | 296.4717 | 296.4717 | 296.4717 | 296.4718 | 296.4718 | 296.4718 | 296.4718 | 296.4718 | 296.4718 | 296.4718 | 296.4718 | 296.4718 | 296.4718 | 296.4718 | 296.4718 | 296.4718 | 296.4718 | 296.4718 | 296.4718 | 296.4718 | 296.4718 | 296.4718 | 296.4718 | 296.4718 | 296.4718 | 296.4718 | 296.4718 | 296.4718 | 296.4718 | 296.4718 | 296.4718 | 296.4718 | 296.4718 | 296.4718 | 296.4718 | 296.4718 | 296.4718 | 296.4718 | 296.4718 | 296.4718 | 296.4718 | 296.4718 | 296.4718 | 296.4718 | 296.4718 | 296.4718 | 296.4718 | 296.4718 | 296.4718 | 296.4718 | 296.4718 | 296.4718 | 296.4718 | 296.4718 | 296.4718 | 296.4718 | 296.4718 | 296.4718 | 296.4718 | 296.4718 | 296.4718 | 296.4718 | 296.4718 | 296.4718 | 296.4718 | 296.4718 | 296.4718 | 296.4718 | 296.4718 | 296.4718 | 296.4718 | 296.4718 | 296.4718 | 296.4718 | 296.4718 | 296.4718 | 296.4718 | 296.4718 | 296.4718 | 296.4718 | 296.4718 | 296.4718 | 296.4718 | 296.4718 | 296.4718 | 296.4718 | 296.4718 | 296.4718 | 296.4718 | 296.4718 | 296.4718
[9 empty] | Pvs | 2644.7532 | 2709.8163 | 2756.011 | 2788.6563 | 2811.6517 | 2827.8136 | 2839.1549 | 2847.1048 | 2852.6731 | 2856.5714 | 2859.2994 | 2861.208 | 2862.5431 | 2863.4769 | 2864.1299 | 2864.5866 | 2864.9059 | 2865.1292 | 2865.2854 | 2865.3946 | 2865.4709 | 2865.5243 | 2865.5616 | 2865.5877 | 2865.606 | 2865.6187 | 2865.6276 | 2865.6339 | 2865.6382 | 2865.6413 | 2865.6434 | 2865.6449 | 2865.6459 | 2865.6467 | 2865.6472 | 2865.6475 | 2865.6478 | 2865.648 | 2865.6481 | 2865.6482 | 2865.6482 | 2865.6483 | 2865.6483 | 2865.6483 | 2865.6483 | 2865.6484 | 2865.6484 | 2865.6484 | 2865.6484 | 2865.6484 | 2865.6484 | 2865.6484 | 2865.6484 | 2865.6484 | 2865.6484 | 2865.6484 | 2865.6484 | 2865.6484 | 2865.6484 | 2865.6484 | 2865.6484 | 2865.6484 | 2865.6484 | 2865.6484 | 2865.6484 | 2865.6484 | 2865.6484 | 2865.6484 | 2865.6484 | 2865.6484 | 2865.6484 | 2865.6484 | 2865.6484 | 2865.6484 | 2865.6484 | 2865.6484 | 2865.6484 | 2865.6484 | 2865.6484 | 2865.6484 | 2865.6484 | 2865.6484 | 2865.6484 | 2865.6484 | 2865.6484 | 2865.6484 | 2865.6484 | 2865.6484 | 2865.6484 | 2865.6484 | 2865.6484 | 2865.6484 | 2865.6484 | 2865.6484 | 2865.6484 | 2865.6484 | 2865.6484 | 2865.6484 | 2865.6484 | 2865.6484 | 2865.6484 | 2865.6484 | 2865.6484 | 2865.6484 | 2865.6484 | 2865.6484 | 2865.6484 | 2865.6484 | 2865.6484 | 2865.6484 | 2865.6484 | 2865.6484 | 2865.6484 | 2865.6484 | 2865.6484 | 2865.6484 | 2865.6484 | 2865.6484 | 2865.6484 | 2865.6484
[9 empty] | x | 8.27 | 8.4762 | 8.6227 | 8.7262 | 8.7992 | 8.8505 | 8.8865 | 8.9118 | 8.9294 | 8.9418 | 8.9505 | 8.9565 | 8.9608 | 8.9637 | 8.9658 | 8.9673 | 8.9683 | 8.969 | 8.9695 | 8.9698 | 8.9701 | 8.9702 | 8.9704 | 8.9704 | 8.9705 | 8.9705 | 8.9706 | 8.9706 | 8.9706 | 8.9706 | 8.9706 | 8.9706 | 8.9706 | 8.9706 | 8.9706 | 8.9706 | 8.9706 | 8.9706 | 8.9706 | 8.9706 | 8.9706 | 8.9706 | 8.9706 | 8.9706 | 8.9706 | 8.9706 | 8.9706 | 8.9706 | 8.9706 | 8.9706 | 8.9706 | 8.9706 | 8.9706 | 8.9706 | 8.9706 | 8.9706 | 8.9706 | 8.9706 | 8.9706 | 8.9706 | 8.9706 | 8.9706 | 8.9706 | 8.9706 | 8.9706 | 8.9706 | 8.9706 | 8.9706 | 8.9706 | 8.9706 | 8.9706 | 8.9706 | 8.9706 | 8.9706 | 8.9706 | 8.9706 | 8.9706 | 8.9706 | 8.9706 | 8.9706 | 8.9706 | 8.9706 | 8.9706 | 8.9706 | 8.9706 | 8.9706 | 8.9706 | 8.9706 | 8.9706 | 8.9706 | 8.9706 | 8.9706 | 8.9706 | 8.9706 | 8.9706 | 8.9706 | 8.9706 | 8.9706 | 8.9706 | 8.9706 | 8.9706 | 8.9706 | 8.9706 | 8.9706 | 8.9706 | 8.9706 | 8.9706 | 8.9706 | 8.9706 | 8.9706 | 8.9706 | 8.9706 | 8.9706 | 8.9706 | 8.9706 | 8.9706 | 8.9706 | 8.9706 | 8.9706 | 8.9706
[9 empty] | z | 23.1971 | 23.2338 | 23.2599 | 23.2783 | 23.2913 | 23.3004 | 23.3068 | 23.3113 | 23.3144 | 23.3166 | 23.3182 | 23.3193 | 23.32 | 23.3205 | 23.3209 | 23.3212 | 23.3213 | 23.3215 | 23.3216 | 23.3216 | 23.3217 | 23.3217 | 23.3217 | 23.3217 | 23.3217 | 23.3217 | 23.3218 | 23.3218 | 23.3218 | 23.3218 | 23.3218 | 23.3218 | 23.3218 | 23.3218 | 23.3218 | 23.3218 | 23.3218 | 23.3218 | 23.3218 | 23.3218 | 23.3218 | 23.3218 | 23.3218 | 23.3218 | 23.3218 | 23.3218 | 23.3218 | 23.3218 | 23.3218 | 23.3218 | 23.3218 | 23.3218 | 23.3218 | 23.3218 | 23.3218 | 23.3218 | 23.3218 | 23.3218 | 23.3218 | 23.3218 | 23.3218 | 23.3218 | 23.3218 | 23.3218 | 23.3218 | 23.3218 | 23.3218 | 23.3218 | 23.3218 | 23.3218 | 23.3218 | 23.3218 | 23.3218 | 23.3218 | 23.3218 | 23.3218 | 23.3218 | 23.3218 | 23.3218 | 23.3218 | 23.3218 | 23.3218 | 23.3218 | 23.3218 | 23.3218 | 23.3218 | 23.3218 | 23.3218 | 23.3218 | 23.3218 | 23.3218 | 23.3218 | 23.3218 | 23.3218 | 23.3218 | 23.3218 | 23.3218 | 23.3218 | 23.3218 | 23.3218 | 23.3218 | 23.3218 | 23.3218 | 23.3218 | 23.3218 | 23.3218 | 23.3218 | 23.3218 | 23.3218 | 23.3218 | 23.3218 | 23.3218 | 23.3218 | 23.3218 | 23.3218 | 23.3218 | 23.3218 | 23.3218 | 23.3218 | 23.3218
[9 empty] | Dz | 1.1971 | 0.8348 | 0.5826 | 0.40682 | 0.28419 | 0.19858 | 0.13878 | 0.097008 | 0.067814 | 0.047409 | 0.033145 | 0.023174 | 0.016202 | 0.011328 | 0.0079207 | 0.0055381 | 0.0038722 | 0.0027075 | 0.0018931 | 0.0013237 | 0.00092551 | 0.00064712 | 0.00045247 | 0.00031637 | 0.00022121 | 0.00015467 | 0.00010815 | 7.5619e-05 | 5.2873e-05 | 3.6969e-05 | 2.5849e-05 | 1.8074e-05 | 1.2638e-05 | 8.8363e-06 | 6.1784e-06 | 4.32e-06 | 3.0206e-06 | 2.112e-06 | 1.4767e-06 | 1.0326e-06 | 7.2197e-07 | 5.0481e-07 | 3.5297e-07 | 2.468e-07 | 1.7256e-07 | 1.2066e-07 | 8.4365e-08 | 5.8989e-08 | 4.1246e-08 | 2.8839e-08 | 2.0165e-08 | 1.4099e-08 | 9.8584e-09 | 6.8931e-09 | 4.8197e-09 | 3.37e-09 | 2.3563e-09 | 1.6476e-09 | 1.152e-09 | 8.0549e-10 | 5.6318e-10 | 3.9379e-10 | 2.7535e-10 | 1.9253e-10 | 1.3461e-10 | 9.4118e-11 | 6.5793e-11 | 4.6022e-11 | 3.2173e-11 | 2.2506e-11 | 1.5724e-11 | 1.0992e-11 | 7.6952e-12 | 5.3753e-12 | 3.7481e-12 | 2.6361e-12 | 1.8403e-12 | 1.2861e-12 | 8.9528e-13 | 6.2883e-13 | 4.2988e-13 | 3.0909e-13 | 2.1316e-13 | 1.5277e-13 | 1.1013e-13 | 0 | 0 | 0 | 0 | 0 | 0 | 0 | 0 | 0 | 0 | 0 | 0 | 0 | 0 | 0 | 0 | 0 | 0 | 0 | 0 | 0 | 0 | 0 | 0 | 0 | 0 | 0 | 0 | 0 | 0 | 0 | 0 | 0 | 0 | 0
[9 empty] | k | 3 | 3 | 3 | 3 | 3 | 3 | 3 | 3 | 3 | 3 | 3 | 3 | 3 | 3 | 3 | 3 | 3 | 3 | 3 | 3 | 3 | 3 | 3 | 3 | 3 | 3 | 3 | 3 | 3 | 3 | 3 | 3 | 3 | 3 | 3 | 3 | 3 | 3 | 3 | 3 | 3 | 3 | 3 | 3 | 3 | 3 | 3 | 3 | 3 | 3 | 3 | 3 | 3 | 3 | 3 | 3 | 3 | 3 | 3 | 3 | 3 | 3 | 3 | 3 | 3 | 3 | 3 | 3 | 3 | 3 | 3 | 3 | 3 | 3 | 3 | 3 | 3 | 3 | 3 | 3 | 3 | 3 | 3 | 3 | 3 | 3 | 3 | 3 | 3 | 3 | 3 | 3 | 3 | 3 | 3 | 3 | 3 | 3 | 3 | 3 | 3 | 3 | 3 | 3 | 3 | 3 | 3 | 3 | 3 | 3 | 3 | 3 | 3 | 3 | 3 | 3 | 3 | 3 | 3 | 3
[9 empty] | Errore |  | 0
[9 empty] | Temperatura °C |  | 23.3218
[9 empty] | Umidità specifica g/kg |  | 8.9706
[9 empty] | Tabella UE*X | [13 empty] | Tabella UR*H | [11 empty] | Tabella UE*Y
[9 empty] | Portata minima |  | 50% | [11 empty] | Portata minima |  | 50% | [9 empty] | Portata minima |  | 50%
[9 empty] | Massimo numero umi |  | 1 | [11 empty] | Massimo numero umi |  | 1 | [9 empty] | Massimo numero umi |  | 1
[9 empty] | # | Code | Max | Uscite | d_uscite | 230 1~ | 400 3~ | #_umi | Max_flow | Min_flow | Si/No | Quale |  |  | # | Code | Max | Uscite | d_uscite | #_umi | Max_flow | Min_flow | Si/No | Quale |  |  | # | Code | Max | Uscite | d_uscite | 230 1~ | 400 3~ | #_umi | Max_flow | Min_flow | Si/No | Quale
[9 empty] | 1 | UE001 | 1.5 | 1 | 22 | 1 |  | 130 | 1.5 | 0.75 | 0 | 0 |  |  | 27 | UR002HD001 | 2 | 1 | 30 | 97 | 2 | 1 | 0 | 0 |  |  | 15 | UE001 | 1.5 | 1 | 22 | 1 |  | 130 | 1.5 | 0.75 | 0 | 0
STEP 2 | [8 empty] | 2 | UE003 | 3 | 1 | 22 | 1 | 1 | 65 | 3 | 1.5 | 0 | 0 |  |  | 28 | UR004HD001 | 4 | 1 | 30 | 49 | 4 | 2 | 0 | 0 |  |  | 16 | UE003 | 3 | 1 | 22 | 1 | 1 | 65 | 3 | 1.5 | 0 | 0
[9 empty] | 3 | UE005 | 5 | 1 | 30 | 1 | 1 | 39 | 5 | 2.5 | 0 | 0 |  |  | 29 | UR006HD001 | 6 | 1 | 30 | 33 | 6 | 3 | 0 | 0 |  |  | 17 | UE005 | 5 | 1 | 30 | 1 | 1 | 39 | 5 | 2.5 | 0 | 0
[9 empty] | 4 | UE008 | 8 | 1 | 30 |  | 1 | 25 | 8 | 4 | 0 | 0 |  |  | 30 | UR010HL001 | 10 | 1 | 30 | 20 | 10 | 5 | 0 | 0 |  |  | 18 | UE008 | 8 | 1 | 30 |  | 1 | 25 | 8 | 4 | 0 | 0
| Duct | [7 empty] | 5 | UE009 | 9 | 1 | 30 | 1 |  | 22 | 9 | 4.5 | 0 | 0 |  |  | 31 | UR020HL00S | 20 | 1 | 40 | 10 | 20 | 10 | 0 | 0 |  |  | 19 | UE009 | 9 | 1 | 30 | 1 |  | 22 | 9 | 4.5 | 0 | 0
| Internal width C1 |  | 1100 | mm |  |  |  |  | 6 | UE010 | 10 | 1 | 30 |  | 1 | 20 | 10 | 5 | 0 | 0 |  |  | 32 | UR027HL001 | 27 | 1 | 40 | 8 | 27 | 13.5 | 0 | 0 |  |  | 20 | UE010 | 10 | 1 | 30 |  | 1 | 20 | 10 | 5 | 0 | 0
| Internal height C2 |  | 700 | mm |  |  |  |  | 7 | UE015 | 15 | 1 | 30 |  | 1 | 13 | 15 | 7.5 | 0 | 0 |  |  | 33 | UR040HL001 | 40 | 1 | 40 | 5 | 40 | 20 | 0 | 0 |  |  | 21 | UE015 | 15 | 1 | 30 |  | 1 | 13 | 15 | 7.5 | 0 | 0
| Air flow V |  | 22100 | m^3/h |  |  |  |  | 8 | UE018 | 18 | 1 | 30 |  | 1 | 11 | 18 | 9 | 0 | 0 |  |  | 34 | UR060HL001 | 60 | 2 | 40 | 4 | 60 | 30 | 0 | 0 |  |  | 22 | UE018 | 18 | 1 | 30 |  | 1 | 11 | 18 | 9 | 0 | 0
| Air flow GA |  | 26358.5744 | kg/h |  |  |  |  | 9 | UE025 | 25 | 1 | 40 |  | 1 | 8 | 25 | 12.5 | 0 | 0 | [14 empty] | 23 | UE025 | 25 | 1 | 40 |  | 1 | 8 | 25 | 12.5 | 0 | 0
| Air speed |  | 7.9726 | m/sec |  |  |  |  | 10 | UE035 | 35 | 1 | 40 |  | 1 | 6 | 35 | 17.5 | 0 | 0 | [14 empty] | 24 | UE035 | 35 | 1 | 40 |  | 1 | 6 | 35 | 17.5 | 0 | 0
[9 empty] | 11 | UE045 | 45 | 1 | 40 |  | 1 | 5 | 45 | 22.5 | 0 | 0 | [14 empty] | 25 | UE045 | 45 | 1 | 40 |  | 1 | 5 | 45 | 22.5 | 0 | 0
[9 empty] | 12 | UE065 | 65 | 2 | 40 |  | 1 | 3 | 65 | 32.5 | 0 | 0 | [14 empty] | 26 | UE065 | 65 | 2 | 40 |  | 1 | 3 | 65 | 32.5 | 0 | 0
[9 empty] | 13 | UE090 | 90 | 2 | 40 |  | 1 | 3 | 90 | 45 | 0 | 0
[9 empty] | 14 | UE130 | 130 | 4 | 40 |  | 1 | 2 | 130 | 65 | 0 | 0
Total water flow Gw |  |  | 193.5488 | kg/h | [18 empty] | # umidificatore |  | 0
[9 empty] | # umidificatore |  | 0 | [11 empty] | Code umidificatore | [11 empty] | # umidificatore |  | 0
Max number of humidifiers |  |  | 1 | (1-99) |  |  |  |  | Code umidificatore | [13 empty] | Uscite | [11 empty] | Code umidificatore
[9 empty] | Uscite | [13 empty] | D uscita | [11 empty] | Uscite
[9 empty] | D uscita | [13 empty] | #_umidificatori | [11 empty] | D uscita
STEP 3 | [8 empty] | C'è 230 V 1p | [25 empty] | C'è 230 V 1p
[9 empty] | C'è 400V 3p | [25 empty] | C'è 400V 3p
|  | Choice of the humidifier | [6 empty] | #_umidificatori | [25 empty] | #_umidificatori
[5 empty] | #N/A |  |  |  | Umidificatori UE*X possibili | [25 empty] | Umidificatori UE*Y possibili
[9 empty] | 230 V1p |  | XD000 | [23 empty] | 230 V1p |  | YD000
[9 empty] | 400 V1p | [25 empty] | 400 V1p
Voltage specification
Tabella UR*C
[5 empty] | #N/A |  |  |  | Tabella gaSteam
[23 empty] | Portata minima |  | 50%
[9 empty] | Portata minima |  | 50% | [11 empty] | Massimo numero umi |  | 1
|  | Options specification | [6 empty] | Massimo numero umi |  | 1
[23 empty] | # | Code | Max | Uscite | d_uscite | #_umi | Max_flow | Min_flow | Si/No | Quale
[5 empty] | #N/A |  |  |  | # | Code | Max | Uscite | d_uscite | #_umi | Max_flow | Min_flow | Si/No | Quale |  |  |  |  | 35 | UR002CD101 | 2 | 1 | 30 | 97 | 2 | 1 | 0 | 0
[9 empty] | 43 | UG045HD001 | 45 | 2 | 40 | 5 | 45 | 22.5 | 0 | 0 |  |  |  |  | 36 | UR004CD101 | 4 | 1 | 30 | 49 | 4 | 2 | 0 | 0
[9 empty] | 44 | UG090HD001 | 90 | 2 | 40 | 3 | 90 | 45 | 0 | 0 |  |  |  |  | 37 | UR006CD101 | 6 | 1 | 30 | 33 | 6 | 3 | 0 | 0
[9 empty] | 45 | UG180HD001 | 180 | 4 | 40 | 2 | 180 | 90 | 0 | 0 |  |  |  |  | 38 | UR010CL101 | 10 | 1 | 30 | 20 | 10 | 5 | 0 | 0
[23 empty] | 39 | UR020CL10S | 20 | 1 | 40 | 10 | 20 | 10 | 0 | 0
[9 empty] | # umidificatore |  | 0 | [11 empty] | 40 | UR027CL101 | 27 | 1 | 40 | 8 | 27 | 13.5 | 0 | 0
[9 empty] | Code umidificatore | [13 empty] | 41 | UR040CL101 | 40 | 1 | 40 | 5 | 40 | 20 | 0 | 0
|  |  |  | #N/A |  |  | Go to the "Selection" sheet |  | Uscite | [13 empty] | 42 | UR060CL101 | 60 | 2 | 40 | 4 | 60 | 30 | 0 | 0
D uscita
#_umidificatore
[23 empty] | # umidificatore |  | 0
Code umidificatore
Uscite
D uscita
#_umidificatori
Stringa degli umidificatori che rispondono ai criteri
Codice finale
[9 empty] | ref | Codice | # | uscite | d | # | uscite | d | ref | [6 empty] | Modelli |  |  |  |  | Tensioni possibili | [11 empty] | Opzional possibili | [13 empty] | UR020H
[9 empty] | 1 |  | #VALUE! | #VALUE! | #VALUE! | #VALUE! | #VALUE! | #VALUE! | 1 | [20 empty] | #N/A | [9 empty] | #N/A |  |  | 0 |  |  |  | UR020C
[9 empty] | 17 |  | #VALUE! | #VALUE! | #VALUE! | #VALUE! | #VALUE! | #VALUE! | 17 | [12 empty] | 208V, 1phase | 230V, 1phase | 208V, 3phase | 230V, 3phase | 400V, 3phase | 460V, 3phase | 575V, 3phase | kg/h | #N/A |  |  |  | Disposable cylinder (humiSteam only) | Cleanable cylinder (humiSteam only) | Basic (heaterSteam only) | Full optional (heaterSteam only) | No optional (gaSteam) |  | #N/A |  |  |  |  | concatena |  | eccezione per UR20
[9 empty] | 33 |  | #VALUE! | #VALUE! | #VALUE! | #VALUE! | #VALUE! | #VALUE! | 33 | [5 empty] | UE001X | 1 | humiSteam X-plus 1,5 kg/h |  |  | UEX | 1 | 1 | 1 | [5 empty] | 1.5 |  |  | UEX | 1 | 1 | 1 | [7 empty] | #N/A |  | #N/A |  | #N/A
[9 empty] | 49 |  | #VALUE! | #VALUE! | #VALUE! | #VALUE! | #VALUE! | #VALUE! | 49 | [5 empty] | UE003X | 2 | humiSteam X-plus 3 kg/h |  |  |  | 2 | 1 | 1 | 1 | 1 | 1 | 1 |  | 3 |  |  |  | 2 | 1 | 1 | [11 empty] | S
[9 empty] | 65 |  | #VALUE! | #VALUE! | #VALUE! | #VALUE! | #VALUE! | #VALUE! | 65 | [5 empty] | UE005X | 3 | humiSteam X-plus 5 kg/h |  |  |  | 3 | 1 | 1 | 1 | 1 | 1 | 1 | 1 | 5 |  |  |  | 3 | 1 | 1 | [7 empty] | #N/A |  |  |  | #N/A
[9 empty] | 81 |  | #VALUE! | #VALUE! | #VALUE! | #VALUE! | #VALUE! | #VALUE! | 81 | [5 empty] | UE008X | 4 | humiSteam X-plus 8 kg/h |  |  |  | 4 |  |  | 1 | 1 | 1 | 1 | 1 | 8 |  |  |  | 4 | 1 | 1
[9 empty] | 97 |  | #VALUE! | #VALUE! | #VALUE! | #VALUE! | #VALUE! | #VALUE! | 97 | [5 empty] | UE009X | 5 | humiSteam X-plus 9 kg/h |  |  |  | 5 | 1 | 1 | [5 empty] | 9 |  |  |  | 5 | 1 | 1
[14 empty] | #VALUE! | #VALUE! | #VALUE! | [6 empty] | UE010X | 6 | humiSteam X-plus 10 kg/h |  |  |  | 6 |  |  | 1 | 1 | 1 | 1 | 1 | 10 |  |  |  | 6 | 1 | 1
[23 empty] | UE015X | 7 | humiSteam X-plus 15 kg/h |  |  |  | 7 |  |  | 1 | 1 | 1 | 1 | 1 | 15 |  |  |  | 7 | 1 | 1
[23 empty] | UE018X | 8 | humiSteam X-plus 18 kg/h |  |  |  | 8 |  |  |  |  | 1 | 1 | 1 | 18 |  |  |  | 8 | 1 | 1
[9 empty] | Tabella tubi trasporto vapore | [5 empty] | Possible solutions | [7 empty] | UE025X | 9 | humiSteam X-plus 25 kg/h |  |  |  | 9 |  |  | 1 | 1 | 1 | 1 | 1 | 25 |  |  |  | 9 | 1 | 1 | [5 empty] | Disposable cylinder (humiSteam only)
[9 empty] | ref | Code | D | Si/no | [10 empty] | UE035X | 10 | humiSteam X-plus 35 kg/h |  |  |  | 10 |  |  | 1 | 1 | 1 | 1 | 1 | 35 |  |  |  | 10 | 1 | 1 | [5 empty] | Cleanable cylinder (humiSteam only)
[9 empty] | 1 | 1312360AXX | 22 | #VALUE! |  |  | Humidifier code |  | Quantity | [5 empty] | UE045X | 11 | humiSteam X-plus 45 kg/h |  |  |  | 11 |  |  | 1 | 1 | 1 | 1 | 1 | 45 |  |  |  | 11 | 1 | 1 | [5 empty] | Basic (heaterSteam only)
[9 empty] | 2 | 1312365AXX | 30 | #VALUE! | [10 empty] | UE065X | 12 | humiSteam X-plus 65 kg/h |  |  |  | 12 |  |  |  |  | 1 | 1 | 1 | 65 |  |  |  | 12 | 1 | 1 | [5 empty] | Full optional (heaterSteam only)
[9 empty] | 3 | 1312367AXX | 40 | #VALUE! | [10 empty] | UE090X | 13 | humiSteam X-plus 90 kg/h |  |  |  | 13 |  |  |  |  | 1 | 1 | 1 | 90 |  |  |  | 13 | 1 | 1 | [5 empty] | No optional (gaSteam)
[23 empty] | UE130X | 14 | humiSteam X-plus 130 kg/h |  |  |  | 14 |  |  |  |  | 1 | 1 | 1 | 130 |  |  |  | 14 | 1 | 1
[9 empty] | Codice | [13 empty] | UE001Y | 15 | humiSteam Basic 1,5 kg/h |  |  | UEY | 15 | 1 | 1 | [5 empty] | 1.5 |  |  | UEY | 15 | 1 | 1
[23 empty] | UE003Y | 16 | humiSteam Basic 3 kg/h |  |  |  | 16 | 1 | 1 | 1 | 1 | 1 | 1 |  | 3 |  |  |  | 16 | 1 | 1
[9 empty] | Tubo scarico condensa | [13 empty] | UE005Y | 17 | humiSteam Basic 5 kg/h |  |  |  | 17 | 1 | 1 | 1 | 1 | 1 | 1 | 1 | 5 |  |  |  | 17 | 1 | 1
[23 empty] | UE008Y | 18 | humiSteam Basic 8 kg/h |  |  |  | 18 |  |  | 1 | 1 | 1 | 1 | 1 | 8 |  |  |  | 18 | 1 | 1
[9 empty] | Modello TUBO |  | 1312368AXX | [11 empty] | UE009Y | 19 | humiSteam Basic 9 kg/h |  |  |  | 19 | 1 | 1 | [5 empty] | 9 |  |  |  | 19 | 1 | 1
[23 empty] | UE010Y | 20 | humiSteam Basic 10 kg/h |  |  |  | 20 |  |  | 1 | 1 | 1 | 1 | 1 | 10 |  |  |  | 20 | 1 | 1
[23 empty] | UE015Y | 21 | humiSteam Basic 15 kg/h |  |  |  | 21 |  |  | 1 | 1 | 1 | 1 | 1 | 15 |  |  |  | 21 | 1 | 1
[9 empty] | Sonde possibili | [13 empty] | UE018Y | 22 | humiSteam Basic 18 kg/h |  |  |  | 22 |  |  |  |  | 1 | 1 | 1 | 18 |  |  |  | 22 | 1 | 1
[23 empty] | UE025Y | 23 | humiSteam Basic 25 kg/h |  |  |  | 23 |  |  | 1 | 1 | 1 | 1 | 1 | 25 |  |  |  | 23 | 1 | 1
[9 empty] | DPWC112000 | [13 empty] | UE035Y | 24 | humiSteam Basic 35 kg/h |  |  |  | 24 |  |  | 1 | 1 | 1 | 1 | 1 | 35 |  |  |  | 24 | 1 | 1
[9 empty] | DPPC112000 | [13 empty] | UE045Y | 25 | humiSteam Basic 45 kg/h |  |  |  | 25 |  |  | 1 | 1 | 1 | 1 | 1 | 45 |  |  |  | 25 | 1 | 1
[9 empty] | DPPC212000 | [13 empty] | UE065Y | 26 | humiSteam Basic 65 kg/h |  |  |  | 26 |  |  |  |  | 1 | 1 | 1 | 65 |  |  |  | 26 | 1 | 1
[9 empty] | DPDC112000 | [13 empty] | UR002H | 27 | heaterSteam H-control 2 kg/h |  |  | URH | 27 | 1 | 1 | [5 empty] | 2 |  |  | UR | 27 |  |  | 1 | 1
[9 empty] | DPDC212000 | [13 empty] | UR004H | 28 | heaterSteam H-control 4 kg/h |  |  |  | 28 | 1 | 1 | [5 empty] | 4 |  |  |  | 28 |  |  | 1 | 1
[9 empty] | ASET030001 | [13 empty] | UR006H | 29 | heaterSteam H-control 6 kg/h |  |  |  | 29 | 1 | 1 | 1 | 1 | 1 | 1 | 1 | 6 |  |  |  | 29 |  |  | 1 | 1
[23 empty] | UR010H | 30 | heaterSteam H-control 10 kg/h |  |  |  | 30 |  |  | 1 | 1 | 1 | 1 | 1 | 10 |  |  |  | 30 |  |  | 1 | 1
[23 empty] | UR020H | 31 | heaterSteam H-control 20 kg/h |  |  |  | 31 |  |  | 1 | 1 | 1 | 1 | 1 | 20 |  |  |  | 31 |  |  | 1 | 1
[23 empty] | UR027H | 32 | heaterSteam H-control 27 kg/h |  |  |  | 32 |  |  | 1 | 1 | 1 | 1 | 1 | 27 |  |  |  | 32 |  |  | 1 | 1
[23 empty] | UR040H | 33 | heaterSteam H-control 40 kg/h |  |  |  | 33 |  |  | 1 | 1 | 1 | 1 | 1 | 40 |  |  |  | 33 |  |  | 1 | 1
[23 empty] | UR060H | 34 | heaterSteam H-control 60 kg/h |  |  |  | 34 |  |  | 1 | 1 | 1 | 1 | 1 | 60 |  |  |  | 34 |  |  | 1 | 1
[23 empty] | UR002C | 35 | heaterSteam C-control 2 kg/h |  |  | URC | 35 | 1 | 1 | [5 empty] | 2 |  |  | UR | 35 |  |  | 1 | 1
[23 empty] | UR004C | 36 | heaterSteam C-control 4 kg/h |  |  |  | 36 | 1 | 1 | [5 empty] | 4 |  |  |  | 36 |  |  | 1 | 1
[23 empty] | UR006C | 37 | heaterSteam C-control 6 kg/h |  |  |  | 37 | 1 | 1 | 1 | 1 | 1 | 1 | 1 | 6 |  |  |  | 37 |  |  | 1 | 1
[23 empty] | UR010C | 38 | heaterSteam C-control 10 kg/h |  |  |  | 38 |  |  | 1 | 1 | 1 | 1 | 1 | 10 |  |  |  | 38 |  |  | 1 | 1
[23 empty] | UR020C | 39 | heaterSteam C-control 20 kg/h |  |  |  | 39 |  |  | 1 | 1 | 1 | 1 | 1 | 20 |  |  |  | 39 |  |  | 1 | 1
[23 empty] | UR027C | 40 | heaterSteam C-control 27 kg/h |  |  |  | 40 |  |  | 1 | 1 | 1 | 1 | 1 | 27 |  |  |  | 40 |  |  | 1 | 1
[23 empty] | UR040C | 41 | heaterSteam C-control 40 kg/h |  |  |  | 41 |  |  | 1 | 1 | 1 | 1 | 1 | 40 |  |  |  | 41 |  |  | 1 | 1
[23 empty] | UR060C | 42 | heaterSteam C-control 60 kg/h |  |  |  | 42 |  |  | 1 | 1 | 1 | 1 | 1 | 60 |  |  |  | 42 |  |  | 1 | 1
[23 empty] | UG045H | 43 | gaSteam 45 kg/h |  |  | UG | 43 |  | 1 | [5 empty] | 45 |  |  | UG | 43 |  |  |  |  | 1
[23 empty] | UG090H | 44 | gaSteam 90 kg/h |  |  |  | 44 |  | 1 | [5 empty] | 90 |  |  |  | 44 |  |  |  |  | 1
[23 empty] | UG180H | 45 | gaSteam 180 kg/h |  |  |  | 45 |  | 1 | [5 empty] | 180 |  |  |  | 45 |  |  |  |  | 1
[30 empty] | U | D | W | K | L | M | N | [5 empty] | 000 | C00 | 001 | 101 | 001
Tabella distributori DP
BASE
[9 empty] | Codice/ descrizione | DP030D22RU | DP035D22R0 | DP045D22R0 | DP060D22R0 | DP085D22R0 | DP030D30RU | DP035D30R0 | DP045D30R0 | DP045D30RU | DP060D30R0 | DP060D30RU | DP085D30R0 | DP105D30R0 | DP125D30R0 | DP165D30R0 | DP060D40RU | DP085D40R0 | DP105D40R0 | DP125D40R0 | DP165D40R0 | DP205D40R0 | Quale umidificatore | DP030D22RU | DP035D22R0 | DP045D22R0 | DP060D22R0 | DP085D22R0 | DP030D30RU | DP035D30R0 | DP045D30R0 | DP045D30RU | DP060D30R0 | DP060D30RU | DP085D30R0 | DP105D30R0 | DP125D30R0 | DP165D30R0 | DP060D40RU | DP085D40R0 | DP105D40R0 | DP125D40R0 | DP165D40R0 | DP205D40R0
[9 empty] | d ingresso (C) mm | 22 |  |  |  |  | 30 | [9 empty] | 40 | [6 empty] | 1 | 2 | 3 | 4 | 5 | 6 | 7 | 8 | 9 | 10 | 11 | 12 | 13 | 14 | 15 | 16 | 17 | 18 | 19 | 20 | 21
[9 empty] | sezione (B) mm | 35 |  |  |  |  | 45 | [9 empty] | 60
[9 empty] | lunghezza (A) mm | 300 | 350 | 450 | 600 | 850 | 300 | 350 | 450 | 450 | 600 | 600 | 850 | 1050 | 1250 | 1650 | 600 | 850 | 1050 | 1250 | 1650 | 2050 |  | 1 | 1 | 1 | 1 | 1 | 1 | 1 | 1 | 1 | 1 | 1 | 1 | 1 | 0 | 0 | 1 | 1 | 1 | 0 | 0 | 0
[9 empty] | UE001 | 1 | 1 | 1 | 1 | 1 | [16 empty] | 0
[9 empty] | UE003 | 1 | 1 | 1 | 1 | 1 | [16 empty] | 0
[9 empty] | UE005 | [5 empty] | 1 | 1 | 1 | 1 | 1 | 1 | [10 empty] | 0
[9 empty] | UE008 | [5 empty] | 1 |  | 1 | 1 | 1 | 1 | 1 | [9 empty] | 0
[9 empty] | UE009 | [5 empty] | 1 |  |  | 1 | 1 | 1 | 1 | [9 empty] | 0
[9 empty] | UE010 | [5 empty] | 1 |  |  | 1 | 1 | 1 | 1 | 1 | [8 empty] | 0
[9 empty] | UE015 | [10 empty] | 1 | 1 | 1 | 1 | 1 | [6 empty] | 0
[9 empty] | UE018 | [11 empty] | 1 | 1 | 1 | 1 | [6 empty] | 0
[9 empty] | UE025 | [15 empty] | 1 | 1 | 1 |  |  |  | 0
[9 empty] | UE035 | [15 empty] | 1 |  | 1 | 1 |  |  | 0
[9 empty] | UE045 | [15 empty] | 1 |  |  | 1 | 1 | 1 | 0
[9 empty] | UE065 | [15 empty] | 2 |  | 2 | 2 | 2 |  | 0
[9 empty] | UE090 | [15 empty] | 2 |  |  | 2 | 2 | 2 | 0
[9 empty] | UE130 | [15 empty] | 4 |  |  | 4 | 4 | 4 | 0
[9 empty] | UR002 | [5 empty] | 1 | 1 | 1 | 1 | [12 empty] | 0
[9 empty] | UR004 | [5 empty] | 1 | 1 | 1 | 1 | 1 | 1 | [10 empty] | 0
[9 empty] | UR006 | [7 empty] | 1 | 1 | 1 | 1 | 1 | [9 empty] | 0
[9 empty] | UR010 | [8 empty] | 1 | 1 | 1 | 1 | 1 | [8 empty] | 0
[9 empty] | UR020 | [15 empty] | 1 | 1 | 1 | 1 |  |  | 0
[9 empty] | UR027 | [15 empty] | 1 | 1 | 1 | 1 |  |  | 0
[9 empty] | UR040 | [15 empty] | 1 |  | 1 | 1 | 1 |  | 0
[9 empty] | UR060 | [15 empty] | 2 |  | 2 | 2 | 2 |  | 0
[9 empty] | UG045 | [15 empty] | 2 | 2 | 2 | 2 | 2 |  | 0
[9 empty] | UG090 | [15 empty] | 2 |  |  | 2 | 2 | 2 | 0
[9 empty] | UG180 | [15 empty] | 4 |  |  | 4 | 4 | 4 | 0
[32 empty] | 0 | 0 | 0 | 0 | 0 | 0 | 0 | 0 | 0 | 0 | 0 | 0 | 0 | 0 | 0 | 0 | 0 | 0 | 0 | 0 | 0
[9 empty] | Numero DP | 0 | [21 empty] | 0 | 0 | 0 | 0 | 0 | 0 | 0 | 0 | 0 | 0 | 0 | 0 | 0 | 0 | 0 | 0 | 0 | 0 | 0 | 0 | 0
Tipo DP
Alternativa
[9 empty] | Codice/ descrizione | DP030D22RU | DP035D22R0 | DP045D22R0 | DP060D22R0 | DP085D22R0 | DP030D30RU | DP035D30R0 | DP045D30R0 | DP045D30RU | DP060D30R0 | DP060D30RU | DP085D30R0 | DP105D30R0 | DP125D30R0 | DP165D30R0 | DP060D40RU | DP085D40R0 | DP105D40R0 | DP125D40R0 | DP165D40R0 | DP205D40R0 |  | DP030D22RU | DP035D22R0 | DP045D22R0 | DP060D22R0 | DP085D22R0 | DP030D30RU | DP035D30R0 | DP045D30R0 | DP045D30RU | DP060D30R0 | DP060D30RU | DP085D30R0 | DP105D30R0 | DP125D30R0 | DP165D30R0 | DP060D40RU | DP085D40R0 | DP105D40R0 | DP125D40R0 | DP165D40R0 | DP205D40R0
[9 empty] | d ingresso (C) mm | 22 | 22 | 22 | 22 | 22 | 30 | 30 | 30 | 30 | 30 | 30 | 30 | 30 | 30 | 30 | 40 | 40 | 40 | 40 | 40 | 40 |  | 1 | 2 | 3 | 4 | 5 | 6 | 7 | 8 | 9 | 10 | 11 | 12 | 13 | 14 | 15 | 16 | 17 | 18 | 19 | 20 | 21
[9 empty] | sezione (B) mm | 35 |  |  |  |  | 45 | [9 empty] | 60 | [6 empty] | 22 | 22 | 22 | 22 | 22 | 30 | 30 | 30 | 30 | 30 | 30 | 30 | 30 | 30 | 30 | 40 | 40 | 40 | 40 | 40 | 40
[9 empty] | lunghezza (A) mm | 300 | 350 | 450 | 600 | 850 | 300 | 350 | 450 | 450 | 600 | 600 | 850 | 1050 | 1250 | 1650 | 600 | 850 | 1050 | 1250 | 1650 | 2050 |  | 1 | 1 | 1 | 1 | 1 | 1 | 1 | 1 | 1 | 1 | 1 | 1 | 1 | 0 | 0 | 1 | 1 | 1 | 0 | 0 | 0
[9 empty] | UE001 | [21 empty] | 0
[9 empty] | UE003 | [21 empty] | 0
[9 empty] | UE005 | [21 empty] | 0
[9 empty] | UE008 | [21 empty] | 0
[9 empty] | UE009 | [21 empty] | 0
[9 empty] | UE010 | [21 empty] | 0
[9 empty] | UE015 | [21 empty] | 0
[9 empty] | UE018 | [21 empty] | 0
[9 empty] | UE025 | [10 empty] | 2 | 2 | 2 | 2 | 2 | [6 empty] | 0
[9 empty] | UE035 | [12 empty] | 2 | 2 | 2 |  | 2 |  |  |  |  | 0
[9 empty] | UE045 | [16 empty] | 2 | 2 |  |  |  | 0
[9 empty] | UE065 | [16 empty] | 4 |  |  |  |  | 0
[9 empty] | UE090 | [16 empty] | 4 | 4 |  |  |  | 0
[9 empty] | UE130 | [21 empty] | 0
[9 empty] | UR002 | [21 empty] | 0
[9 empty] | UR004 | [21 empty] | 0
[9 empty] | UR006 | [21 empty] | 0
[9 empty] | UR010 | [21 empty] | 0
[9 empty] | UR020 | [21 empty] | 0
[9 empty] | UR027 | [21 empty] | 0
[9 empty] | UR040 | [16 empty] | 2 |  |  |  |  | 0
[9 empty] | UR060 | [16 empty] | 4 |  |  |  |  | 0
[9 empty] | UG045 | [21 empty] | 0
[9 empty] | UG090 | [16 empty] | 4 | 4 |  |  |  | 0
[9 empty] | UG180 | [21 empty] | 0
[32 empty] | 0 | 0 | 0 | 0 | 0 | 0 | 0 | 0 | 0 | 0 | 0 | 0 | 0 | 0 | 0 | 0 | 0 | 0 | 0 | 0 | 0
[9 empty] | Numero DP | 0 |  |  |  | Numero delle Y |  | 0 | [15 empty] | 0 | 0 | 0 | 0 | 0 | 0 | 0 | 0 | 0 | 0 | 0 | 0 | 0 | 0 | 0 | 0 | 0 | 0 | 0 | 0 | 0
[9 empty] | Tipo DP | [22 empty] | 0 | 0 | 0 | 0 | 0 | 0 | 0 | 0 | 0 | 0 | 0 | 0 | 0 | 0 | 0 | 0 | 0 | 0 | 0 | 0 | 0
[9 empty] | Cè un DP | 0 |  |  |  | Y |  |  | D | ?
[9 empty] | Numero DP | 0 |  |  |  | UEKY00000 |  |  | 30 | 0 | 0
[9 empty] | Tipo DP |  |  |  |  | UEKY40X400 |  |  | 40 | 0 | 0
[9 empty] | C'è Y? | 0
Codice Y
C1
C2
Vm

## GRAFICI (hidden)
Coeff. Psat |  | Altri coefficienti
-5674.359 | -5800.2206 | c.s. aria J/(°C*g)= |  | 1.006 |  |  |  | Errore nella prima iterazione |  |  |  | 0
6.3925 | 1.3915 | c.s. vapo J/(°C*g)= |  | 1.805 |  |  |  | Valore di k della prima iterazione |  |  |  | 3
-0.0096778 | -0.04864 | c latente J/g= |  | 2501
6.2216e-07 | 4.1765e-05 | R Joule/Kmole*°K= |  | 8313.6
2.0748e-09 | -1.4452e-08 | P atm Pa = |  | 101180.9247 |  |  |  | Numero massimo di umidificatori ammissibili |  |  |  | 1 | Valore massimo 99
-9.484e-13 | 0 | f s |  | 1.004 |  |  |  | Percentuale da cui considerare la portata |  |  |  | 50%
4.1635 | 6.546 | 0 °C = °K |  | 273.15
t start °C | -5 | [6 empty] | Visualezzare possibilità raccordi (Si o No?) |  |  |  | Si
t step °C | 2 | [6 empty] | Limite altezza condotta mm |  |  |  | 200
H slm m | 12
[13 empty] | h | h | h | h | h | h | h | h | h | h | h | h | h | h | h | h | h | h | h | h | h | h | h | h | h | h | h | h | h | h | h
[13 empty] | 1.178 | 4.354 | 7.7274 | 11.2223 | 14.8329 | 18.664 | 22.7421 | 27.0965 | 31.7594 | 36.7667 | 42.1578 | 47.9762 | 54.2703 | 61.0933 | 68.5043 | 76.5686 | 85.3588 | 94.9558 | 105.4495 | 116.9405 | 129.5412 | 143.3783 | 158.5942 | 175.3502 | 193.8296 | 214.2415 | 236.8256 | 261.8582 | 289.6599 | 320.6043 | 355.1305
|  |  | x da UR | [9 empty] | -5 | -3 | -1 | 1 | 3 | 5 | 7 | 9 | 11 | 13 | 15 | 17 | 19 | 21 | 23 | 25 | 27 | 29 | 31 | 33 | 35 | 37 | 39 | 41 | 43 | 45 | 47 | 49 | 51 | 53 | 55
t °C | T °K | Pvs Pa | 10% | 20% | 30% | 40% | 50% | 60% | 70% | 80% | 90% | 100% | 2.4912 | 2.954 | 3.4945 | 4.0819 | 4.7139 | 5.4318 | 6.246 | 7.1675 | 8.2089 | 9.3836 | 10.7069 | 12.1951 | 13.8668 | 15.742 | 17.8431 | 20.1948 | 22.8247 | 25.763 | 29.0437 | 32.7047 | 36.7881 | 41.3416 | 46.4184 | 52.0792 | 58.3924 | 65.4364 | 73.3007 | 82.0887 | 91.9201 | 102.9345 | 115.2957
-5 | 268.15 | 402.0293 | 0.24822 | 0.49664 | 0.74526 | 0.99408 | 1.2431 | 1.4923 | 1.7417 | 1.9913 | 2.2412 | 2.4912 | 2.4912 | 3.7657 | 5.1194 | 6.5218 | 7.9708 | 9.5081 | 11.1446 | 12.892 | 14.7632 | 16.7725 | 18.9359 | 21.2708 | 23.7965 | 26.5345 | 29.5084 | 32.7445 | 36.272 | 40.1231 | 44.3341 | 48.9453 | 54.0018 | 59.5545 | 65.6604 | 72.3844 | 79.8 | 87.991 | 97.0538 | 107.0991 | 118.2556 | 130.6732 | 144.5282
-3 | 270.15 | 476.3693 | 0.29414 | 0.58857 | 0.88327 | 1.1782 | 1.4735 | 1.769 | 2.0649 | 2.361 | 2.6574 | 2.954 | 1.6814 | 2.954 | 4.3058 | 5.7062 | 7.153 | 8.6882 | 10.3223 | 12.0671 | 13.9356 | 15.942 | 18.1023 | 20.4338 | 22.9559 | 25.6899 | 28.6595 | 31.8909 | 35.4133 | 39.2589 | 43.4638 | 48.0683 | 53.1175 | 58.6621 | 64.7592 | 71.4735 | 78.8783 | 87.0575 | 96.1072 | 106.1379 | 117.2783 | 129.6779 | 143.5129
-1 | 272.15 | 563.0374 | 0.34769 | 0.69577 | 1.0442 | 1.3931 | 1.7423 | 2.092 | 2.442 | 2.7924 | 3.1433 | 3.4945 | 0.87386 | 2.1447 | 3.4945 | 4.8929 | 6.3376 | 7.8706 | 9.5023 | 11.2446 | 13.1104 | 15.1139 | 17.2711 | 19.5992 | 22.1177 | 24.8477 | 27.8131 | 31.0398 | 34.5571 | 38.3971 | 42.5959 | 47.1938 | 52.2357 | 57.7723 | 63.8606 | 70.5652 | 77.9593 | 86.1267 | 95.1633 | 105.1796 | 116.3038 | 128.6856 | 142.5005
1 | 274.15 | 657.0717 | 0.4058 | 0.81212 | 1.219 | 1.6264 | 2.0343 | 2.4427 | 2.8517 | 3.2613 | 3.6713 | 4.0819 | 0.068706 | 1.3377 | 2.6855 | 4.0819 | 5.5246 | 7.0553 | 8.6847 | 10.4245 | 12.2876 | 14.2882 | 16.4423 | 18.767 | 21.2819 | 24.008 | 26.969 | 30.1912 | 33.7033 | 37.5378 | 41.7306 | 46.3218 | 51.3565 | 56.8851 | 62.9646 | 69.6595 | 77.043 | 85.1986 | 94.2221 | 104.224 | 115.3322 | 127.6961 | 141.4911
3 | 276.15 | 758.0312 | 0.46819 | 0.93709 | 1.4067 | 1.877 | 2.348 | 2.8198 | 3.2922 | 3.7654 | 4.2393 | 4.7139 | -0.73413 | 0.53303 | 1.8789 | 3.2733 | 4.7139 | 6.2424 | 7.8695 | 9.6067 | 11.4671 | 13.4649 | 15.6158 | 17.9373 | 20.4485 | 23.1707 | 26.1275 | 29.3449 | 32.852 | 36.681 | 40.8677 | 45.4524 | 50.4798 | 56.0004 | 62.0712 | 68.7565 | 76.1293 | 84.2732 | 93.2837 | 103.2711 | 114.3633 | 126.7094 | 140.4845
5 | 278.15 | 872.4867 | 0.53895 | 1.0788 | 1.6196 | 2.1614 | 2.7041 | 3.2478 | 3.7923 | 4.3379 | 4.8844 | 5.4318 | -1.5347 | -0.26932 | 1.0746 | 2.467 | 3.9055 | 5.4318 | 7.0566 | 8.7913 | 10.6491 | 12.644 | 14.7918 | 17.1099 | 19.6175 | 22.3358 | 25.2883 | 28.5011 | 32.0032 | 35.8267 | 40.0074 | 44.5854 | 49.6056 | 55.1183 | 61.1803 | 67.856 | 75.2182 | 83.3504 | 92.3479 | 102.321 | 113.3972 | 125.7256 | 139.4809
7 | 280.15 | 1001.9596 | 0.619 | 1.2392 | 1.8607 | 2.4834 | 3.1074 | 3.7326 | 4.3591 | 4.9868 | 5.6158 | 6.246 | -2.3329 | -1.0694 | 0.27266 | 1.663 | 3.0995 | 4.6236 | 6.246 | 7.9783 | 9.8333 | 11.8254 | 13.9701 | 16.2849 | 18.7889 | 21.5033 | 24.4516 | 27.6598 | 31.1568 | 34.9748 | 39.1495 | 43.7209 | 48.7339 | 54.2387 | 60.292 | 66.9581 | 74.3098 | 82.4302 | 91.4149 | 101.3736 | 112.4339 | 124.7446 | 138.4801
9 | 282.15 | 1148.109 | 0.7094 | 1.4204 | 2.1331 | 2.8473 | 3.5632 | 4.2808 | 5 | 5.7209 | 6.4434 | 7.1675 | -3.1288 | -1.8671 | -0.52702 | 0.86136 | 2.2957 | 3.8177 | 5.4377 | 7.1675 | 9.0199 | 11.0091 | 13.1508 | 15.4622 | 17.9626 | 20.6731 | 23.6172 | 26.8208 | 30.3128 | 34.1253 | 38.2941 | 42.8589 | 47.8647 | 53.3616 | 59.4063 | 66.0628 | 73.4039 | 81.5127 | 90.4845 | 100.4289 | 111.4734 | 123.7664 | 137.4823
11 | 284.15 | 1312.7394 | 0.81125 | 1.6246 | 2.4401 | 3.2578 | 4.0775 | 4.8995 | 5.7236 | 6.5498 | 7.3783 | 8.2089 | -3.9225 | -2.6626 | -1.3244 | 0.061989 | 1.4943 | 3.0141 | 4.6318 | 6.3591 | 8.2089 | 10.1952 | 12.3338 | 14.642 | 17.1388 | 19.8454 | 22.7852 | 25.9843 | 29.4713 | 33.2783 | 37.4411 | 41.9994 | 46.998 | 52.4871 | 58.5231 | 65.17 | 72.5006 | 80.5978 | 89.5567 | 99.487 | 110.5156 | 122.791 | 136.4872
13 | 286.15 | 1497.8108 | 0.92579 | 1.8543 | 2.7857 | 3.7198 | 4.6567 | 5.5964 | 6.539 | 7.4843 | 8.4326 | 9.3836 | -4.7139 | -3.4558 | -2.1195 | -0.7351 | 0.69516 | 2.2128 | 3.8282 | 5.553 | 7.4001 | 9.3836 | 11.5192 | 13.824 | 16.3172 | 19.02 | 21.9557 | 25.1501 | 28.6321 | 32.4337 | 36.5905 | 41.1424 | 46.1338 | 51.615 | 57.6424 | 64.2798 | 71.6 | 79.6856 | 88.6317 | 98.5477 | 109.5606 | 121.8184 | 135.4951
15 | 288.15 | 1705.4478 | 1.0544 | 2.1123 | 3.1738 | 4.239 | 5.3077 | 6.3802 | 7.4563 | 8.5361 | 9.6196 | 10.7069 | -5.503 | -4.2467 | -2.9123 | -1.5299 | -0.10169 | 1.4137 | 3.0269 | 4.7493 | 6.5937 | 8.5744 | 10.7069 | 13.0084 | 15.4981 | 18.197 | 21.1284 | 24.3183 | 27.7954 | 31.5916 | 35.7424 | 40.2878 | 45.2721 | 50.7454 | 56.7642 | 63.3922 | 70.7019 | 78.7759 | 87.7093 | 97.6111 | 108.6083 | 120.8486 | 134.5057
17 | 290.15 | 1937.9488 | 1.1984 | 2.4014 | 3.609 | 4.8213 | 6.0384 | 7.2601 | 8.4867 | 9.718 | 10.9541 | 12.1951 | -6.2899 | -5.0354 | -3.7029 | -2.3225 | -0.89627 | 0.617 | 2.2278 | 3.9478 | 5.7896 | 7.7674 | 9.8969 | 12.1951 | 14.6813 | 17.3763 | 20.3036 | 23.4889 | 26.961 | 30.7518 | 34.8967 | 39.4356 | 44.4128 | 49.8783 | 55.8885 | 62.5071 | 69.8063 | 77.8689 | 86.7895 | 96.6772 | 107.6587 | 119.8815 | 133.5192
19 | 292.15 | 2197.7964 | 1.3594 | 2.7248 | 4.0961 | 5.4735 | 6.8569 | 8.2465 | 9.6422 | 11.0442 | 12.4523 | 13.8668 | -7.0745 | -5.8218 | -4.4912 | -3.1127 | -1.6886 | -0.17748 | 1.4311 | 3.1485 | 4.9877 | 6.9628 | 9.0892 | 11.3842 | 13.8668 | 16.558 | 19.4811 | 22.6619 | 26.129 | 29.9144 | 34.0534 | 38.5858 | 43.556 | 49.0137 | 55.0154 | 61.6245 | 68.9133 | 76.9644 | 85.8723 | 95.746 | 106.7118 | 118.9173 | 132.5355
21 | 294.15 | 2487.6671 | 1.5391 | 3.0859 | 4.6404 | 6.2026 | 7.7726 | 9.3505 | 10.9363 | 12.5301 | 14.132 | 15.742 | -7.8569 | -6.606 | -5.2773 | -3.9008 | -2.4787 | -0.96969 | 0.63655 | 2.3516 | 4.1882 | 6.1604 | 8.2838 | 10.5755 | 13.0546 | 15.742 | 18.6609 | 21.8372 | 25.2994 | 29.0794 | 33.2126 | 37.7385 | 42.7016 | 48.1516 | 54.1447 | 60.7444 | 68.0229 | 76.0625 | 84.9577 | 94.8174 | 105.7676 | 117.9557 | 131.5546
23 | 296.15 | 2810.4419 | 1.7394 | 3.4886 | 5.2475 | 7.0165 | 8.7954 | 10.5844 | 12.3836 | 14.193 | 16.0128 | 17.8431 | -8.6371 | -7.388 | -6.0612 | -4.6866 | -3.2665 | -1.7597 | -0.1557 | 1.5569 | 3.3909 | 5.3603 | 7.4807 | 9.7692 | 12.2447 | 14.9283 | 17.8431 | 21.0148 | 24.4722 | 28.2468 | 32.3741 | 36.8936 | 41.8496 | 47.2919 | 53.2764 | 59.8668 | 67.1349 | 75.1632 | 84.0457 | 93.8914 | 104.8261 | 116.9969 | 130.5764
25 | 298.15 | 3169.2165 | 1.9621 | 3.9367 | 5.9238 | 7.9236 | 9.9361 | 11.9615 | 14 | 16.0516 | 18.1165 | 20.1948 | -9.4151 | -8.1677 | -6.8428 | -5.4702 | -4.0521 | -2.5474 | -0.9457 | 0.76449 | 2.5959 | 4.5625 | 6.6799 | 8.9651 | 11.4371 | 14.1169 | 17.0276 | 20.1948 | 23.6472 | 27.4165 | 31.5379 | 36.051 | 41 | 46.4346 | 52.4107 | 58.9917 | 66.2495 | 74.2664 | 83.1364 | 92.968 | 103.8872 | 116.0408 | 129.6011
27 | 300.15 | 3567.3118 | 2.2095 | 4.4347 | 6.6759 | 8.9332 | 11.2067 | 13.4967 | 15.8033 | 18.1267 | 20.4671 | 22.8247 | -10.1909 | -8.9452 | -7.6222 | -6.2515 | -4.8354 | -3.3329 | -1.7335 | -0.025698 | 1.8031 | 3.7669 | 5.8813 | 8.1633 | 10.6318 | 13.3078 | 16.2143 | 19.3771 | 22.8247 | 26.5886 | 30.7042 | 35.2109 | 40.1529 | 45.5797 | 51.5474 | 58.1191 | 65.3666 | 73.3721 | 82.2296 | 92.0473 | 102.951 | 115.0874 | 128.6285
29 | 302.15 | 4008.2853 | 2.4837 | 4.9873 | 7.5111 | 10.0553 | 12.6201 | 15.2059 | 17.8128 | 20.4411 | 23.0911 | 25.763 | -10.9645 | -9.7206 | -8.3994 | -7.0307 | -5.6166 | -4.1162 | -2.519 | -0.81365 | 1.0126 | 2.9736 | 5.085 | 7.3638 | 9.8288 | 12.501 | 15.4034 | 18.5618 | 22.0044 | 25.763 | 29.8728 | 34.3731 | 39.3081 | 44.7273 | 50.6865 | 57.2489 | 64.4862 | 72.4804 | 81.3253 | 91.1292 | 102.0175 | 114.1367 | 127.6586
31 | 304.15 | 4495.9412 | 2.7872 | 5.5996 | 8.4373 | 11.3009 | 14.1906 | 17.1067 | 20.0497 | 23.02 | 26.0179 | 29.0437 | -11.7359 | -10.4937 | -9.1744 | -7.8076 | -6.3955 | -4.8972 | -3.3023 | -1.5994 | 0.22426 | 2.1826 | 4.2909 | 6.5665 | 9.0281 | 11.6965 | 14.5948 | 17.7487 | 21.1865 | 24.9398 | 29.0437 | 33.5377 | 38.4658 | 43.8773 | 49.8281 | 56.3812 | 63.6083 | 71.5912 | 80.4236 | 90.2137 | 101.0866 | 113.1887 | 126.6915
33 | 306.15 | 5034.3421 | 3.1227 | 6.2769 | 9.4631 | 12.6818 | 15.9334 | 19.2186 | 22.5378 | 25.8915 | 29.2803 | 32.7047 | -12.5051 | -11.2647 | -9.9473 | -8.5824 | -7.1723 | -5.6761 | -4.0834 | -2.3829 | -0.56182 | 1.3937 | 3.4991 | 5.7715 | 8.2296 | 10.8942 | 13.7885 | 16.9379 | 20.3708 | 24.1188 | 28.217 | 32.7047 | 37.6258 | 43.0297 | 48.9721 | 55.5159 | 62.7329 | 70.7045 | 79.5245 | 89.3007 | 100.1583 | 112.2433 | 125.7271
35 | 308.15 | 5627.8194 | 3.4929 | 7.0252 | 10.5977 | 14.2109 | 17.8657 | 21.5627 | 25.3027 | 29.0864 | 32.9146 | 36.7881 | -13.2721 | -12.0335 | -10.7179 | -9.355 | -7.9468 | -6.4527 | -4.8623 | -3.1642 | -1.3457 | 0.60709 | 2.7095 | 4.9787 | 7.4333 | 10.0942 | 12.9844 | 16.1294 | 19.5575 | 23.3002 | 27.3926 | 31.874 | 36.7881 | 42.1844 | 48.1185 | 54.6531 | 61.8599 | 69.8203 | 78.6279 | 88.3903 | 99.2327 | 111.3006 | 124.7655
37 | 310.15 | 6280.9855 | 3.9008 | 7.8509 | 11.8511 | 15.9024 | 20.0059 | 24.1625 | 28.3733 | 32.6394 | 36.9617 | 41.3416 | -14.037 | -12.8001 | -11.4864 | -10.1254 | -8.7192 | -7.2272 | -5.639 | -3.9433 | -2.1274 | -0.17732 | 1.9222 | 4.1881 | 6.6393 | 9.2965 | 12.1826 | 15.3232 | 18.7464 | 22.4839 | 26.5706 | 31.0456 | 35.9529 | 41.3416 | 47.2673 | 53.7927 | 60.9894 | 68.9386 | 77.7338 | 87.4825 | 98.3096 | 110.3606 | 123.8065
39 | 312.15 | 6998.7438 | 4.3497 | 8.7606 | 13.2342 | 17.7716 | 22.3743 | 27.0438 | 31.7814 | 36.5886 | 41.4671 | 46.4184 | -14.7998 | -13.5646 | -12.2527 | -10.8936 | -9.4894 | -7.9995 | -6.4136 | -4.7202 | -2.9068 | -0.95952 | 1.137 | 3.3998 | 5.8475 | 8.501 | 11.383 | 14.5192 | 17.9377 | 21.6699 | 25.7508 | 30.2196 | 35.1199 | 40.5011 | 46.4184 | 52.9348 | 60.1213 | 68.0594 | 76.8422 | 86.5772 | 97.3891 | 109.4232 | 122.8503
41 | 314.15 | 7786.301 | 4.843 | 9.7619 | 14.7587 | 19.8352 | 24.9932 | 30.2349 | 35.5621 | 40.9771 | 46.4821 | 52.0792 | -15.5604 | -14.327 | -13.0169 | -11.6597 | -10.2575 | -8.7697 | -7.186 | -5.4949 | -3.6841 | -1.7395 | 0.35408 | 2.6137 | 5.058 | 7.7077 | 10.5857 | 13.7175 | 17.1312 | 20.8581 | 24.9334 | 29.3959 | 34.2893 | 39.6629 | 45.572 | 52.0792 | 59.2557 | 67.1826 | 75.9531 | 85.6745 | 96.4712 | 108.4885 | 121.8967
43 | 316.15 | 8649.1777 | 5.3843 | 10.8626 | 16.4375 | 22.1115 | 27.8872 | 33.7674 | 39.755 | 45.853 | 52.0644 | 58.3924 | -16.3189 | -15.0872 | -13.779 | -12.4236 | -11.0234 | -9.5377 | -7.9562 | -6.2675 | -4.4592 | -2.5174 | -0.42668 | 1.8298 | 4.2706 | 6.9166 | 9.7906 | 12.918 | 16.3269 | 20.0487 | 24.1182 | 28.5744 | 33.4611 | 38.8271 | 44.7279 | 51.226 | 58.3924 | 66.3083 | 75.0665 | 84.7743 | 95.5559 | 107.5563 | 120.9458
45 | 318.15 | 9593.2199 | 5.9776 | 12.0713 | 18.2844 | 24.6204 | 31.0831 | 37.6763 | 44.404 | 51.2703 | 58.2796 | 65.4364 | -17.0752 | -15.8452 | -14.5389 | -13.1854 | -11.7872 | -10.3035 | -8.7242 | -7.0379 | -5.2321 | -3.293 | -1.2053 | 1.048 | 3.4855 | 6.1278 | 8.9978 | 12.1208 | 15.5249 | 19.2415 | 23.3053 | 27.7553 | 32.6351 | 37.9937 | 43.8862 | 50.3752 | 57.5316 | 65.4364 | 74.1824 | 83.8766 | 94.6431 | 106.6268 | 119.9975
47 | 320.15 | 10624.6103 | 6.6272 | 13.3971 | 20.3144 | 27.384 | 34.6109 | 42.0005 | 49.5584 | 57.2902 | 65.2022 | 73.3007 | -17.8295 | -16.6012 | -15.2967 | -13.9451 | -12.5488 | -11.0672 | -9.4901 | -7.8062 | -6.0029 | -4.0665 | -1.9817 | 0.26848 | 2.7025 | 5.3411 | 8.2071 | 11.3258 | 14.7252 | 18.4365 | 22.4947 | 26.9385 | 31.8115 | 37.1626 | 43.0469 | 49.5268 | 56.6732 | 64.567 | 73.3007 | 82.9814 | 93.7329 | 105.6998 | 119.0519
49 | 322.15 | 11749.8791 | 7.3373 | 14.8498 | 22.5439 | 30.4261 | 38.5035 | 46.7835 | 55.2736 | 63.9821 | 72.9175 | 82.0887 | -18.5816 | -17.3551 | -16.0523 | -14.7027 | -13.3083 | -11.8288 | -10.2539 | -8.5723 | -6.7716 | -4.8378 | -2.7559 | -0.5089 | 1.9218 | 4.5567 | 7.4187 | 10.533 | 13.9276 | 17.6338 | 21.6863 | 26.1239 | 30.9901 | 36.3338 | 42.2099 | 48.6808 | 55.8172 | 63.6999 | 72.4215 | 82.0887 | 92.8253 | 104.7755 | 118.1089
51 | 324.15 | 12975.9155 | 8.1129 | 16.4403 | 24.9907 | 33.7733 | 42.7976 | 52.0738 | 61.6124 | 71.425 | 81.5233 | 91.9201 | -19.3317 | -18.1068 | -16.8059 | -15.4581 | -14.0657 | -12.5882 | -11.0155 | -9.3363 | -7.5381 | -5.607 | -3.528 | -1.2841 | 1.1432 | 3.7744 | 6.6324 | 9.7424 | 13.1323 | 16.8334 | 20.8802 | 25.3116 | 30.1711 | 35.5073 | 41.3752 | 47.8371 | 54.9636 | 62.8353 | 71.5448 | 81.1985 | 91.9201 | 103.8537 | 117.1686
53 | 326.15 | 14309.9783 | 8.959 | 18.1799 | 27.6744 | 37.4547 | 47.5339 | 57.9261 | 68.646 | 79.7093 | 91.1328 | 102.9345 | -20.0796 | -18.8565 | -17.5574 | -16.2115 | -14.821 | -13.3456 | -11.7751 | -10.0982 | -8.3024 | -6.3741 | -4.2979 | -2.0572 | 0.36675 | 2.9944 | 5.8484 | 8.954 | 12.3392 | 16.0351 | 20.0763 | 24.5016 | 29.3543 | 34.6831 | 40.5428 | 46.9957 | 54.1123 | 61.9731 | 70.6705 | 80.3108 | 91.0175 | 102.9345 | 116.2308
55 | 328.15 | 15759.7069 | 9.8811 | 20.0812 | 30.616 | 41.5023 | 52.758 | 64.4022 | 76.4553 | 88.9393 | 101.8776 | 115.2957 | -20.8255 | -19.6041 | -18.3068 | -16.9627 | -15.5742 | -14.1008 | -12.5325 | -10.8579 | -9.0647 | -7.139 | -5.0657 | -2.8281 | -0.40752 | 2.2164 | 5.0665 | 8.1678 | 11.5483 | 15.2391 | 19.2747 | 23.6938 | 28.5398 | 33.8611 | 39.7128 | 46.1567 | 53.2634 | 61.1133 | 69.7986 | 79.4255 | 90.1174 | 102.0178 | 115.2957
| Temperatura di partenza |  |  | 22
| Umidità specifica partenza |  |  | 1.6277
| Temperatura arrivo |  |  | 23.3218
| Umidità specifica arrivo |  |  | 8.9706
Isoterma
|  | t | x
| 1 | 22 | 1.6277
| 2 | 22.033 | 1.8113
| 3 | 22.0661 | 1.9949
| 4 | 22.0991 | 2.1784
| 5 | 22.1322 | 2.362
| 6 | 22.1652 | 2.5456
| 7 | 22.1983 | 2.7292
| 8 | 22.2313 | 2.9127
| 9 | 22.2644 | 3.0963
| 10 | 22.2974 | 3.2799
| 11 | 22.3304 | 3.4635
| 12 | 22.3635 | 3.647
| 13 | 22.3965 | 3.8306
| 14 | 22.4296 | 4.0142
| 15 | 22.4626 | 4.1977
| 16 | 22.4957 | 4.3813
| 17 | 22.5287 | 4.5649
| 18 | 22.5617 | 4.7485
| 19 | 22.5948 | 4.932
| 20 | 22.6278 | 5.1156
| 21 | 22.6609 | 5.2992
| 22 | 22.6939 | 5.4828
| 23 | 22.727 | 5.6663
| 24 | 22.76 | 5.8499
| 25 | 22.7931 | 6.0335
| 26 | 22.8261 | 6.217
| 27 | 22.8591 | 6.4006
| 28 | 22.8922 | 6.5842
| 29 | 22.9252 | 6.7678
| 30 | 22.9583 | 6.9513
| 31 | 22.9913 | 7.1349
| 32 | 23.0244 | 7.3185
| 33 | 23.0574 | 7.5021
| 34 | 23.0905 | 7.6856
| 35 | 23.1235 | 7.8692
| 36 | 23.1565 | 8.0528
| 37 | 23.1896 | 8.2363
| 38 | 23.2226 | 8.4199
| 39 | 23.2557 | 8.6035
| 40 | 23.2887 | 8.7871
| 41 | 23.3218 | 8.9706

## SELECTION
INSTRUCTIONS: insert input data in gery cells. Results appear in pink cells.
Humidifier
Code | Description |  |  | Quantity | List price
#N/A | #N/A |  |  | #VALUE! | #N/A
Steam distributor |  | Do you want it? (Yes or No)?
Code | Description |  |  | Quantity | List price
Y connection for steam hose
Code | Description |  |  | Quantity | List price
Steam hose |  | Do you want it? (Yes or No)?
Code | Description |  |  | m | List price
Drain hose |  | Do you want it? (Yes or No)?
Code | Description |  |  | m | List price
Active probe for ducts
Code | Description |  |  | Quantity | List price
DPWC112000 | Active wall mounting sensor: Temperature (-10T60 °C) and humidity (10 to 90% rH) |  |  |  | 0
DPPC112000 | Active sensor for industrial environments: Temperature (-20T70 °C) and humidity (10 to 90% rH) |  |  |  | 0
DPPC212000 | Active sensor for industrial environments: Temperature (-20T70 °C) and humidity (0 to 100% rH) |  |  |  | 0
DPDC112000 | Active sensor for ducts: Temperature (-20T70 °C) and humidity (10 to 90% rH) |  |  |  | 0
DPDC212000 | Active sensor for ducts: Temperature (-20T70 °C) and humidity (0 to 100% rH) |  |  |  | 0
ASET030001 | Temperature probe (-30T90 °C) for universal use |  |  |  | 0
Discount
|  |  | TOTAL |  | #N/A

## OFFER
Position | Quantity | Code | Description | Price
1 | #N/A | #N/A | #N/A | #N/A
|  |  | TOTAL | #N/A

## Steam absoprtion distance
INSTRUCTIONS: insert input data in gery cells. Results appear in pink cells.
[10 empty] | ca | 1.006 | kJ/kg*°K
Input |  |  |  | Air before the humidifier |  | Output
| Steam distributor |  |  |  | Temperature |  | Max kg/h per distributor
| DP105D40R0 |  |  |  | 22 |  | 35
| No. of distributors in the duct |  |  |  | Relative humidity |  | Distributor length (mm)
| 6 |  |  |  | 10% |  | 1015
| Humidifier capacity (kg/h) | [5 empty] | Air speed | # | code | L mm | Max kg/h
| 180 |  |  | Duct |  |  | 7.9726 | 1 | DP030D22RU | 300 | 4 | 0
[8 empty] | 2 | DP035D22R0 | 332 | 4 | 0
[5 empty] | Air flow V |  | Humidification distance (m) | 3 | DP045D22R0 | 438 | 6 | 0
[5 empty] | 22100 |  | 1.6748 | 4 | DP060D22R0 | 597 | 9 | 0
[8 empty] | 5 | DP085D22R0 | 835 | 9 | 0
[5 empty] | Internal height C2 |  |  | 6 | DP030D30RU | 300 | 15 | 0
[5 empty] | 700 |  |  | 7 | DP035D30R0 | 343 | 5 | 0
[8 empty] | 8 | DP045D30R0 | 427 | 8 | 0
[5 empty] | Internal width C1 |  |  | 9 | DP045D30RU | 450 | 15 | 0
[5 empty] | 1100 |  |  | 10 | DP060D30R0 | 596 | 12 | 0
[6 empty] | The humidification distance is calculated using the work of Gundacker |  | 11 | DP060D30RU | 600 | 15 | 0
[8 empty] | 12 | DP085D30R0 | 850 | 18 | 0
[8 empty] | 13 | DP105D30R0 | 1048 | 18 | 0
|  | ERROR: | [5 empty] | 14 | DP125D30R0 | 1245 | 18 | 0
[8 empty] | 15 | DP165D30R0 | 1640 | 18 | 0
[8 empty] | 16 | DP060D40RU | 600 | 45 | 0
[8 empty] | 17 | DP085D40R0 | 834 | 25 | 0
[8 empty] | 18 | DP105D40R0 | 1015 | 35 | 18
[8 empty] | 19 | DP125D40R0 | 1222 | 45 | 0
[8 empty] | 20 | DP165D40R0 | 1636 | 45 | 0
[8 empty] | 21 | DP205D40R0 | 2025 | 45 | 0
18
[8 empty] | a | -5674.359 | -5800.2206 | c.s. aria J/(°C*g)= | 1.006
[8 empty] | b | 6.3925 | 1.3915 | c.s. vapo J/(°C*g)= | 1.805
[8 empty] | c | -0.0096778 | -0.04864 | c latente J/g= | 2501
[8 empty] | d | 6.2216e-07 | 4.1765e-05 | R Joule/Kmole*°K= | 8313.6
[8 empty] | e | 2.0748e-09 | -1.4452e-08 | coefficiente fs | 1.004
[8 empty] | f | -9.484e-13 | 0 | coefficiente psi | 0.62198
[8 empty] | g | 4.1635 | 6.546
[8 empty] | t in | 22 | t fin | 22.9642 | density | 1.1935
[8 empty] | % in | 10% |  |  | Air velocity m/sec | 7.9726
[8 empty] | T in | 295.15 | T fin | 296.1142 | d x | 6.8244
[8 empty] | Psat in | 2644.7532 | Psat fin | 2804.3545 | x finale | 8.4586
[8 empty] | P atm | 101325 | x sat | 0.017777 | t finale | 22.9642
[8 empty] | umi spec in kg/kg | 0.0016342 | eff sat | 0.42274